## Examples
[30 empty] | OPTION A | [12 empty] | OPTION B | [12 empty] | 2020 ACTUAL IMBALANCE PRICE DATA
2020 ACTUAL IMBALANCE PRICE DATA
| Imbalance volumes (BRP) - MWH |  |  |  | Balancing market prices (with day-ahead prices) - €/MWH | [5 empty] | Activations for Baltic balancing purposes - MWH |  | Offered bids with at least 1 minute availablity (mFRR) - MW |  | Offered bid prices with at least 1 minute availability (mFRR) - €/MWH |  |  |  | Volume of unintended exchange of energy (ACE towards Russia) - MWH |  |  | Determination of system imbalance direction |  | Balancing energy reference price (does not include VoAA) | [5 empty] | Balancing energy reference price (includes VoAA) | [5 empty] | Imbalance price (without Neutrality component) |  |  |  | Imbalance price (with Neutrality component) |  |  | Balancing energy reference price (includes VoAA) | [5 empty] | Imbalance price (without Neutrality component) |  |  |  | Imbalance price (with Neutrality component) |  |  | Imbalance price (without Neutrality component) |  |  |  | Imbalance price (with Neutrality component)
Datetime (MWh) | Baltic Imbalance | EE Imbalance | LV Imbalance | LT Imbalance | EE Upward BALP | EE Downward BALP | LV Upward BALP | LV Downward BALP | LT Upward BALP | LT Downward BALP | Total upward activations for Baltic | Total downward activations for Baltic | Total upward offered bids Baltic by Baltic BSPs | Total downward offered bids Baltic by Baltic BSPs | Baltic min upward bid price | Baltic max upward bid price | Baltic min downward bid price | Baltic max downward bid price | Net volume of unintended exchange of energy | Positive volume of uninteded exchange of energy | Negative volume of uninteded exchange of energy | For determination of balancing reference price and application of targeted component (starting from 2022) | For application of targeted component according to current practice (until end of 2021) | EE Upward BALP without VoAA | EE Downward BALP without VoAA | LV Upward BALP without VoAA | LV Downward BALP without VoAA | LT Upward BALP without VoAA | LT Downward BALP without VoAA | EE Upward BALP with VoAA | EE Downward BALP with VoAA | LV Upward BALP with VoAA | LV Downward BALP with VoAA | LT Upward BALP with VoAA | LT Downward BALP with VoAA | EE IMBP without neutrality component | LV IMBP without neutrality component | LT IMBP without neutrality component | Recalculated neutrality component (calculated in CoBA reports) | EE IMBP with neutrality component | LV IMBP with neutrality component | LT IMBP with neutrality component | EE Upward BALP with VoAA | EE Downward BALP with VoAA | LV Upward BALP with VoAA | LV Downward BALP with VoAA | LT Upward BALP with VoAA | LT Downward BALP with VoAA | EE IMBP without neutrality component | LV IMBP without neutrality component | LT IMBP without neutrality component | Recalculated neutrality component (calculated in CoBA reports) | EE IMBP with neutrality component | LV IMBP with neutrality component | LT IMBP with neutrality component | EE IMBP without neutrality component (used in 2020 actual settlement) | LV IMBP without neutrality component (used in 2020 actual settlement) | LT IMBP without neutrality component (used in 2020 actual settlement) | Neutrality component (used in 2020 actual settlement) | EE IMBP with neutrality component (used in 2020 actual settlement) | LV IMBP with neutrality component (used in 2020 actual settlement) | LT IMBP with neutrality component (used in 2020 actual settlement)
2020-01-01 | -81.387 | 36.338 | -31.475 | -86.25 | 35 | 30.83 | 35 | 30.83 | 35 | 30.83 | 35 | 0 | 654 | 158 | 42 | 100 | 3 | 3 | -46.387 | 46.387 | 0 | SHORT | SHORT | 35 |  | 35 |  | 35 |  | 35 | 3 | 35 | 3 | 35 | 3 | 35 | 35 | 35 | 4.85 | 39.85 | 39.85 | 39.85 | 35 | 22.5 | 35 | 22.5 | 35 | 22.5 | 35 | 35 | 35 | 5.31 | 40.31 | 40.31 | 40.31 | 35 | 35 | 35 | 5.03 | 40.03 | 40.03 | 40.03
2020-01-01 01:00 | -64.872 | 3.5 | 33.081 | -101.453 | 61 | 28.78 | 61 | 28.78 | 61 | 28.78 | 69 | 0 | 654 | 0 | 42 | 100 | 0 | 0 | 4.128 | 0 | 4.128 | SHORT | SHORT | 61 |  | 61 |  | 61 |  | 61 | 0 | 61 | 0 | 61 | 0 | 61 | 61 | 61 | 4.85 | 65.85 | 65.85 | 65.85 | 61 | 21 | 61 | 21 | 61 | 21 | 61 | 61 | 61 | 5.31 | 66.31 | 66.31 | 66.31 | 61 | 61 | 61 | 5.03 | 66.03 | 66.03 | 66.03
2020-01-01 02:00 | 2.369 | 25.788 | 33.702 | -57.121 | 28.45 | 28.45 | 28.45 | 28.45 | 28.45 | 28.45 | 0 | 0 | 654 | 0 | 42 | 100 | 0 | 0 | 2.369 | 0 | 2.369 | LONG | LONG | [6 empty] | 42 | 0 | 42 | 0 | 42 | 0 | 0 | 0 | 0 | 4.85 | -4.85 | -4.85 | -4.85 | 21 | 21 | 21 | 21 | 21 | 21 | 21 | 21 | 21 | 5.31 | 15.69 | 15.69 | 15.69 | 28.45 | 28.45 | 28.45 | 5.03 | 23.42 | 23.42 | 23.42
2020-01-01 03:00 | 15.039 | 52.401 | 24.58 | -61.942 | 27.9 | 27.9 | 27.9 | 27.9 | 27.9 | 27.9 | 0 | 0 | 654 | 0 | 42 | 100 | 0 | 0 | 15.039 | 0 | 15.039 | LONG | LONG | [6 empty] | 42 | 0 | 42 | 0 | 42 | 0 | 0 | 0 | 0 | 4.85 | -4.85 | -4.85 | -4.85 | 21 | 21 | 21 | 21 | 21 | 21 | 21 | 21 | 21 | 5.31 | 15.69 | 15.69 | 15.69 | 27.9 | 27.9 | 27.9 | 5.03 | 22.87 | 22.87 | 22.87
2020-01-01 04:00 | 21.496 | 58.684 | 21.99 | -59.178 | 27.52 | 27.52 | 27.52 | 27.52 | 27.52 | 27.52 | 0 | 0 | 654 | 0 | 42 | 100 | 0 | 0 | 21.496 | 0 | 21.496 | LONG | LONG | [6 empty] | 42 | 0 | 42 | 0 | 42 | 0 | 0 | 0 | 0 | 4.85 | -4.85 | -4.85 | -4.85 | 21 | 21 | 21 | 21 | 21 | 21 | 21 | 21 | 21 | 5.31 | 15.69 | 15.69 | 15.69 | 27.52 | 27.52 | 27.52 | 5.03 | 22.49 | 22.49 | 22.49
2020-01-01 05:00 | -20.064 | 31.448 | 22.429 | -73.941 | 27.54 | 27.54 | 27.54 | 27.54 | 27.54 | 27.54 | 0 | 0 | 654 | 18 | 42 | 100 | 3 | 3 | -20.064 | 20.064 | 0 | SHORT | SHORT | [6 empty] | 42 | 3 | 42 | 3 | 42 | 3 | 42 | 42 | 42 | 4.85 | 46.85 | 46.85 | 46.85 | 22.5 | 22.5 | 22.5 | 22.5 | 22.5 | 22.5 | 22.5 | 22.5 | 22.5 | 5.31 | 27.81 | 27.81 | 27.81 | 27.54 | 27.54 | 27.54 | 5.03 | 32.57 | 32.57 | 32.57
2020-01-01 06:00 | -6.65 | 24.795 | 17.063 | -48.508 | 26.55 | 26.55 | 26.55 | 26.55 | 26.55 | 26.55 | 29.2 | 0 | 654 | 68 | 42 | 100 | 3 | 3 | 22.55 | 0 | 22.55 | SHORT | SHORT | 26.55 |  | 26.55 |  | 26.55 |  | 26.55 | 3 | 26.55 | 3 | 26.55 | 3 | 26.55 | 26.55 | 26.55 | 4.85 | 31.4 | 31.4 | 31.4 | 26.55 | 22.5 | 26.55 | 22.5 | 26.55 | 22.5 | 26.55 | 26.55 | 26.55 | 5.31 | 31.86 | 31.86 | 31.86 | 26.55 | 26.55 | 26.55 | 5.03 | 31.58 | 31.58 | 31.58
2020-01-01 07:00 | 45.045 | 57.617 | -4.411 | -8.161 | 25.83 | 24 | 25.83 | 24 | 25.83 | 24 | 0 | 17.5 | 654 | 68 | 42 | 100 | 3 | 3 | 27.545 | 0 | 27.545 | LONG | LONG |  | 24 |  | 24 |  | 24 | 42 | 24 | 42 | 24 | 42 | 24 | 24 | 24 | 24 | 4.85 | 19.15 | 19.15 | 19.15 | 22.5 | 24 | 22.5 | 24 | 22.5 | 24 | 24 | 24 | 24 | 5.31 | 18.69 | 18.69 | 18.69 | 24 | 24 | 24 | 5.03 | 18.97 | 18.97 | 18.97
2020-01-01 08:00 | 80.579 | 82.831 | -9.543 | 7.291 | 25.07 | 24 | 25.07 | 24 | 25.07 | 24 | 0 | 37.5 | 654 | 158 | 42 | 100 | 3 | 3 | 43.079 | 0 | 43.079 | LONG | LONG |  | 24 |  | 24 |  | 24 | 42 | 24 | 42 | 24 | 42 | 24 | 24 | 24 | 24 | 4.85 | 19.15 | 19.15 | 19.15 | 22.5 | 24 | 22.5 | 24 | 22.5 | 24 | 24 | 24 | 24 | 5.31 | 18.69 | 18.69 | 18.69 | 24 | 24 | 24 | 5.03 | 18.97 | 18.97 | 18.97
2020-01-01 09:00 | 98.507 | 100.922 | 9.367 | -11.782 | 25.65 | 3 | 25.65 | 3 | 25.65 | 3 | 0 | 88.833 | 654 | 158 | 42 | 100 | 3 | 3 | 9.674 | 0 | 9.674 | LONG | LONG |  | 3 |  | 3 |  | 3 | 42 | 3 | 42 | 3 | 42 | 3 | 3 | 3 | 3 | 4.85 | -1.85 | -1.85 | -1.85 | 22.5 | 3 | 22.5 | 3 | 22.5 | 3 | 3 | 3 | 3 | 5.31 | -2.31 | -2.31 | -2.31 | 3 | 3 | 3 | 5.03 | -2.03 | -2.03 | -2.03
2020-01-01 10:00 | 77.025 | 66.161 | 19.206 | -8.342 | 26.15 | 25 | 26.15 | 25 | 26.15 | 25 | 0 | 50 | 656 | 158 | 36.15 | 100 | 3 | 3 | 27.025 | 0 | 27.025 | LONG | LONG |  | 25 |  | 25 |  | 25 | 36.15 | 25 | 36.15 | 25 | 36.15 | 25 | 25 | 25 | 25 | 4.85 | 20.15 | 20.15 | 20.15 | 19.58 | 25 | 19.58 | 25 | 19.58 | 25 | 25 | 25 | 25 | 5.31 | 19.69 | 19.69 | 19.69 | 25 | 25 | 25 | 5.03 | 19.97 | 19.97 | 19.97
2020-01-01 11:00 | 51.514 | 22.243 | 26.515 | 2.756 | 26.77 | 25 | 26.77 | 25 | 26.77 | 25 | 0 | 50 | 656 | 158 | 36.77 | 100 | 3 | 3 | 1.514 | 0 | 1.514 | LONG | LONG |  | 25 |  | 25 |  | 25 | 36.77 | 25 | 36.77 | 25 | 36.77 | 25 | 25 | 25 | 25 | 4.85 | 20.15 | 20.15 | 20.15 | 19.89 | 25 | 19.89 | 25 | 19.89 | 25 | 25 | 25 | 25 | 5.31 | 19.69 | 19.69 | 19.69 | 25 | 25 | 25 | 5.03 | 19.97 | 19.97 | 19.97
2020-01-01 12:00 | 49.472 | -5.32 | 33.175 | 21.617 | 27.4 | 25 | 27.4 | 25 | 27.4 | 25 | 0 | 16.667 | 656 | 158 | 37.4 | 100 | 3 | 3 | 32.805 | 0 | 32.805 | LONG | LONG |  | 25 |  | 25 |  | 25 | 37.4 | 25 | 37.4 | 25 | 37.4 | 25 | 25 | 25 | 25 | 4.85 | 20.15 | 20.15 | 20.15 | 20.2 | 25 | 20.2 | 25 | 20.2 | 25 | 25 | 25 | 25 | 5.31 | 19.69 | 19.69 | 19.69 | 25 | 25 | 25 | 5.03 | 19.97 | 19.97 | 19.97
2020-01-01 13:00 | 97.126 | 28.975 | 39.495 | 28.656 | 28.08 | 28.08 | 28.08 | 28.08 | 28.08 | 28.08 | 0 | 81.667 | 656 | 158 | 38.08 | 100 | 3 | 3 | 15.459 | 0 | 15.459 | LONG | LONG |  | 28.08 |  | 28.08 |  | 28.08 | 38.08 | 28.08 | 38.08 | 28.08 | 38.08 | 28.08 | 28.08 | 28.08 | 28.08 | 4.85 | 23.23 | 23.23 | 23.23 | 20.54 | 28.08 | 20.54 | 28.08 | 20.54 | 28.08 | 28.08 | 28.08 | 28.08 | 5.31 | 22.77 | 22.77 | 22.77 | 28.08 | 28.08 | 28.08 | 5.03 | 23.05 | 23.05 | 23.05
2020-01-01 14:00 | 101.889 | 33.645 | 52.298 | 15.946 | 28.69 | 3 | 28.69 | 3 | 28.69 | 3 | 0 | 100.033 | 656 | 375 | 38.69 | 100 | -14.11 | 3 | 1.856 | 0 | 1.856 | LONG | LONG |  | 3 |  | 3 |  | 3 | 38.69 | 3 | 38.69 | 3 | 38.69 | 3 | 3 | 3 | 3 | 4.85 | -1.85 | -1.85 | -1.85 | 20.85 | 3 | 20.85 | 3 | 20.85 | 3 | 3 | 3 | 3 | 5.31 | -2.31 | -2.31 | -2.31 | 3 | 3 | 3 | 5.03 | -2.03 | -2.03 | -2.03
2020-01-01 15:00 | 100.274 | 43.935 | 56.798 | -0.459 | 29.37 | 3 | 29.37 | 3 | 29.37 | 3 | 0 | 89.3 | 656 | 374 | 39.37 | 100 | -14.11 | 3 | 10.974 | 0 | 10.974 | LONG | LONG |  | 3 |  | 3 |  | 3 | 39.37 | 3 | 39.37 | 3 | 39.37 | 3 | 3 | 3 | 3 | 4.85 | -1.85 | -1.85 | -1.85 | 21.19 | 3 | 21.19 | 3 | 21.19 | 3 | 3 | 3 | 3 | 5.31 | -2.31 | -2.31 | -2.31 | 3 | 3 | 3 | 5.03 | -2.03 | -2.03 | -2.03
2020-01-01 16:00 | 25.948 | 26.3 | 21.397 | -21.749 | 29.97 | 29.97 | 29.97 | 29.97 | 29.97 | 29.97 | 0 | 29.167 | 656 | 374 | 38 | 100 | -14.11 | 3 | -3.219 | 3.219 | 0 | LONG | LONG |  | 29.97 |  | 29.97 |  | 29.97 | 38 | 29.97 | 38 | 29.97 | 38 | 29.97 | 29.97 | 29.97 | 29.97 | 4.85 | 25.12 | 25.12 | 25.12 | 20.5 | 29.97 | 20.5 | 29.97 | 20.5 | 29.97 | 29.97 | 29.97 | 29.97 | 5.31 | 24.66 | 24.66 | 24.66 | 29.97 | 29.97 | 29.97 | 5.03 | 24.94 | 24.94 | 24.94
2020-01-01 17:00 | 1.361 | 4.575 | 16.081 | -19.295 | 30.46 | 30.46 | 30.46 | 30.46 | 30.46 | 30.46 | 0 | 0 | 606 | 374 | 38 | 100 | -14.11 | 3 | 1.361 | 0 | 1.361 | LONG | LONG | [6 empty] | 38 | 3 | 38 | 3 | 38 | 3 | 3 | 3 | 3 | 4.85 | -1.85 | -1.85 | -1.85 | 20.5 | 20.5 | 20.5 | 20.5 | 20.5 | 20.5 | 20.5 | 20.5 | 20.5 | 5.31 | 15.19 | 15.19 | 15.19 | 30.46 | 30.46 | 30.46 | 5.03 | 25.43 | 25.43 | 25.43
2020-01-01 18:00 | -13.223 | 10.008 | 13.075 | -36.306 | 33.5 | 30.39 | 33.5 | 30.39 | 33.5 | 30.39 | 20.8 | 0 | 606 | 374 | 38 | 100 | -14.11 | 3 | 7.577 | 0 | 7.577 | SHORT | SHORT | 33.5 |  | 33.5 |  | 33.5 |  | 33.5 | 3 | 33.5 | 3 | 33.5 | 3 | 33.5 | 33.5 | 33.5 | 4.85 | 38.35 | 38.35 | 38.35 | 33.5 | 20.5 | 33.5 | 20.5 | 33.5 | 20.5 | 33.5 | 33.5 | 33.5 | 5.31 | 38.81 | 38.81 | 38.81 | 33.5 | 33.5 | 33.5 | 5.03 | 38.53 | 38.53 | 38.53
2020-01-01 19:00 | 2.875 | 17.224 | 16.347 | -30.696 | 30.06 | 30.06 | 30.06 | 30.06 | 30.06 | 30.06 | 0 | 0 | 606 | 374 | 38 | 100 | -14.11 | 3 | 2.875 | 0 | 2.875 | LONG | LONG | [6 empty] | 38 | 3 | 38 | 3 | 38 | 3 | 3 | 3 | 3 | 4.85 | -1.85 | -1.85 | -1.85 | 20.5 | 20.5 | 20.5 | 20.5 | 20.5 | 20.5 | 20.5 | 20.5 | 20.5 | 5.31 | 15.19 | 15.19 | 15.19 | 30.06 | 30.06 | 30.06 | 5.03 | 25.03 | 25.03 | 25.03
2020-01-01 20:00 | -18.05 | 55.679 | 13.081 | -86.81 | 29.38 | 29.38 | 29.38 | 29.38 | 29.38 | 29.38 | 25 | 0 | 565 | 374 | 38 | 100 | -14.11 | 3 | 6.95 | 0 | 6.95 | SHORT | SHORT | 29.38 |  | 29.38 |  | 29.38 |  | 29.38 | 3 | 29.38 | 3 | 29.38 | 3 | 29.38 | 29.38 | 29.38 | 4.85 | 34.23 | 34.23 | 34.23 | 29.38 | 20.5 | 29.38 | 20.5 | 29.38 | 20.5 | 29.38 | 29.38 | 29.38 | 5.31 | 34.69 | 34.69 | 34.69 | 29.38 | 29.38 | 29.38 | 5.03 | 34.41 | 34.41 | 34.41
2020-01-01 21:00 | 1.636 | 58.24 | 18.456 | -75.06 | 27.65 | 27.65 | 27.65 | 27.65 | 27.65 | 27.65 | 0 | 0 | 606 | 374 | 37.65 | 100 | -14.11 | 3 | 1.636 | 0 | 1.636 | LONG | LONG | [6 empty] | 37.65 | 3 | 37.65 | 3 | 37.65 | 3 | 3 | 3 | 3 | 4.85 | -1.85 | -1.85 | -1.85 | 20.33 | 20.33 | 20.33 | 20.33 | 20.33 | 20.33 | 20.33 | 20.33 | 20.33 | 5.31 | 15.02 | 15.02 | 15.02 | 27.65 | 27.65 | 27.65 | 5.03 | 22.62 | 22.62 | 22.62
2020-01-01 22:00 | -39.51 | 54.054 | 2.254 | -95.818 | 27.33 | 27.33 | 27.33 | 27.33 | 27.33 | 27.33 | 29.2 | 0 | 656 | 158 | 37.33 | 100 | 3 | 3 | -10.31 | 10.31 | 0 | SHORT | SHORT | 27.33 |  | 27.33 |  | 27.33 |  | 27.33 | 3 | 27.33 | 3 | 27.33 | 3 | 27.33 | 27.33 | 27.33 | 4.85 | 32.18 | 32.18 | 32.18 | 27.33 | 20.17 | 27.33 | 20.17 | 27.33 | 20.17 | 27.33 | 27.33 | 27.33 | 5.31 | 32.64 | 32.64 | 32.64 | 27.33 | 27.33 | 27.33 | 5.03 | 32.36 | 32.36 | 32.36
2020-01-01 23:00 | 48.056 | 55.759 | 38.06 | -45.763 | 25.88 | 25 | 25.88 | 25 | 25.88 | 25 | 0 | 26.667 | 654 | 0 | 40 | 100 | 0 | 0 | 21.389 | 0 | 21.389 | LONG | LONG |  | 25 |  | 25 |  | 25 | 40 | 25 | 40 | 25 | 40 | 25 | 25 | 25 | 25 | 4.85 | 20.15 | 20.15 | 20.15 | 20 | 25 | 20 | 25 | 20 | 25 | 25 | 25 | 25 | 5.31 | 19.69 | 19.69 | 19.69 | 25 | 25 | 25 | 5.03 | 19.97 | 19.97 | 19.97
2020-01-02 | -61.838 | 32.545 | 20.875 | -115.258 | 40 | 24.81 | 40 | 24.81 | 40 | 24.81 | 60.45 | 0 | 654 | 0 | 40 | 100 | 0 | 0 | -1.388 | 1.388 | 0 | SHORT | SHORT | 40 |  | 40 |  | 40 |  | 40 | 0 | 40 | 0 | 40 | 0 | 40 | 40 | 40 | 4.85 | 44.85 | 44.85 | 44.85 | 40 | 20 | 40 | 20 | 40 | 20 | 40 | 40 | 40 | 5.31 | 45.31 | 45.31 | 45.31 | 40 | 40 | 40 | 5.03 | 45.03 | 45.03 | 45.03
2020-01-02 01:00 | 66.884 | 51.918 | 13.196 | 1.77 | 12.07 | 12.07 | 12.07 | 12.07 | 12.07 | 12.07 | 0 | 26.667 | 654 | 0 | 40 | 100 | 0 | 0 | 40.217 | 0 | 40.217 | LONG | LONG |  | 12.07 |  | 12.07 |  | 12.07 | 40 | 12.07 | 40 | 12.07 | 40 | 12.07 | 12.07 | 12.07 | 12.07 | 4.85 | 7.22 | 7.22 | 7.22 | 20 | 12.07 | 20 | 12.07 | 20 | 12.07 | 12.07 | 12.07 | 12.07 | 5.31 | 6.76 | 6.76 | 6.76 | 12.07 | 12.07 | 12.07 | 5.03 | 7.04 | 7.04 | 7.04
2020-01-02 02:00 | 73.726 | 51.445 | 18.923 | 3.358 | 13.13 | 13.13 | 13.13 | 13.13 | 13.13 | 13.13 | 0 | 40 | 654 | 0 | 40 | 100 | 0 | 0 | 33.726 | 0 | 33.726 | LONG | LONG |  | 13.13 |  | 13.13 |  | 13.13 | 40 | 13.13 | 40 | 13.13 | 40 | 13.13 | 13.13 | 13.13 | 13.13 | 4.85 | 8.28 | 8.28 | 8.28 | 20 | 13.13 | 20 | 13.13 | 20 | 13.13 | 13.13 | 13.13 | 13.13 | 5.31 | 7.82 | 7.82 | 7.82 | 13.13 | 13.13 | 13.13 | 5.03 | 8.1 | 8.1 | 8.1
2020-01-02 03:00 | 97.245 | 73.681 | 20.271 | 3.293 | 19.07 | 19.07 | 19.07 | 19.07 | 19.07 | 19.07 | 0 | 83.3 | 654 | 217 | 40 | 100 | -14.11 | -14.11 | 13.945 | 0 | 13.945 | LONG | LONG |  | 19.07 |  | 19.07 |  | 19.07 | 40 | 19.07 | 40 | 19.07 | 40 | 19.07 | 19.07 | 19.07 | 19.07 | 4.85 | 14.22 | 14.22 | 14.22 | 12.95 | 19.07 | 12.95 | 19.07 | 12.95 | 19.07 | 19.07 | 19.07 | 19.07 | 5.31 | 13.76 | 13.76 | 13.76 | 19.07 | 19.07 | 19.07 | 5.03 | 14.04 | 14.04 | 14.04
2020-01-02 04:00 | 79.494 | 40.097 | 16.232 | 23.165 | 21.12 | 21.12 | 21.12 | 21.12 | 21.12 | 21.12 | 0 | 50 | 654 | 217 | 40 | 100 | -14.11 | -14.11 | 29.494 | 0 | 29.494 | LONG | LONG |  | 21.12 |  | 21.12 |  | 21.12 | 40 | 21.12 | 40 | 21.12 | 40 | 21.12 | 21.12 | 21.12 | 21.12 | 4.85 | 16.27 | 16.27 | 16.27 | 12.95 | 21.12 | 12.95 | 21.12 | 12.95 | 21.12 | 21.12 | 21.12 | 21.12 | 5.31 | 15.81 | 15.81 | 15.81 | 21.12 | 21.12 | 21.12 | 5.03 | 16.09 | 16.09 | 16.09
2020-01-02 05:00 | 47.698 | 10.819 | 21.262 | 15.617 | 24.29 | 22.73 | 24.29 | 22.73 | 24.29 | 22.73 | 0 | 29.167 | 654 | 0 | 40 | 100 | 0 | 0 | 18.531 | 0 | 18.531 | LONG | LONG |  | 22.73 |  | 22.73 |  | 22.73 | 40 | 22.73 | 40 | 22.73 | 40 | 22.73 | 22.73 | 22.73 | 22.73 | 4.85 | 17.88 | 17.88 | 17.88 | 20 | 22.73 | 20 | 22.73 | 20 | 22.73 | 22.73 | 22.73 | 22.73 | 5.31 | 17.42 | 17.42 | 17.42 | 22.73 | 22.73 | 22.73 | 5.03 | 17.7 | 17.7 | 17.7
2020-01-02 06:00 | 98.062 | 50.703 | 30.862 | 16.497 | 26.27 | 3 | 26.27 | 3 | 26.27 | 3 | 0 | 70 | 654 | 108 | 40 | 100 | 3 | 3 | 28.062 | 0 | 28.062 | LONG | LONG |  | 3 |  | 3 |  | 3 | 40 | 3 | 40 | 3 | 40 | 3 | 3 | 3 | 3 | 4.85 | -1.85 | -1.85 | -1.85 | 21.5 | 3 | 21.5 | 3 | 21.5 | 3 | 3 | 3 | 3 | 5.31 | -2.31 | -2.31 | -2.31 | 3 | 3 | 3 | 5.03 | -2.03 | -2.03 | -2.03
2020-01-02 07:00 | 91.942 | 59.034 | 37.821 | -4.913 | 27.74 | 3 | 27.74 | 3 | 27.74 | 3 | 0 | 89.167 | 654 | 375 | 40.7 | 100 | -14.11 | 3 | 2.775 | 0 | 2.775 | LONG | LONG |  | 3 |  | 3 |  | 3 | 40.7 | 3 | 40.7 | 3 | 40.7 | 3 | 3 | 3 | 3 | 4.85 | -1.85 | -1.85 | -1.85 | 21.85 | 3 | 21.85 | 3 | 21.85 | 3 | 3 | 3 | 3 | 5.31 | -2.31 | -2.31 | -2.31 | 3 | 3 | 3 | 5.03 | -2.03 | -2.03 | -2.03
2020-01-02 08:00 | 76.806 | 72.532 | 13.534 | -9.26 | 28.39 | 3 | 28.39 | 3 | 28.39 | 3 | 0 | 51.667 | 604 | 375 | 40.7 | 100 | -14.11 | 3 | 25.139 | 0 | 25.139 | LONG | LONG |  | 3 |  | 3 |  | 3 | 40.7 | 3 | 40.7 | 3 | 40.7 | 3 | 3 | 3 | 3 | 4.85 | -1.85 | -1.85 | -1.85 | 21.85 | 3 | 21.85 | 3 | 21.85 | 3 | 3 | 3 | 3 | 5.31 | -2.31 | -2.31 | -2.31 | 3 | 3 | 3 | 5.03 | -2.03 | -2.03 | -2.03
2020-01-02 09:00 | 17.371 | 60.864 | 39.17 | -82.663 | 29.37 | 22.5 | 29.37 | 22.5 | 29.37 | 22.5 | 0 | 16.667 | 604 | 375 | 40.7 | 100 | -14.11 | 3 | 0.704 | 0 | 0.704 | LONG | LONG |  | 22.5 |  | 22.5 |  | 22.5 | 40.7 | 22.5 | 40.7 | 22.5 | 40.7 | 22.5 | 22.5 | 22.5 | 22.5 | 4.85 | 17.65 | 17.65 | 17.65 | 21.85 | 22.5 | 21.85 | 22.5 | 21.85 | 22.5 | 22.5 | 22.5 | 22.5 | 5.31 | 17.19 | 17.19 | 17.19 | 22.5 | 22.5 | 22.5 | 5.03 | 17.47 | 17.47 | 17.47
2020-01-02 10:00 | 26.965 | 82.858 | 38.958 | -94.851 | 29.95 | 23 | 29.95 | 23 | 29.95 | 23 | 0 | 16.667 | 606 | 375 | 39.95 | 100 | -14.11 | 3 | 10.298 | 0 | 10.298 | LONG | LONG |  | 23 |  | 23 |  | 23 | 39.95 | 23 | 39.95 | 23 | 39.95 | 23 | 23 | 23 | 23 | 4.85 | 18.15 | 18.15 | 18.15 | 21.48 | 23 | 21.48 | 23 | 21.48 | 23 | 23 | 23 | 23 | 5.31 | 17.69 | 17.69 | 17.69 | 23 | 23 | 23 | 5.03 | 17.97 | 17.97 | 17.97
2020-01-02 11:00 | 0.141 | 54.772 | 42.158 | -96.789 | 29.91 | 29.91 | 29.91 | 29.91 | 29.91 | 29.91 | 8.5 | 0 | 606 | 375 | 39.91 | 100 | -14.11 | 3 | 8.641 | 0 | 8.641 | SHORT | LONG | 29.91 |  | 29.91 |  | 29.91 |  | 29.91 | 3 | 29.91 | 3 | 29.91 | 3 | 29.91 | 29.91 | 29.91 | 4.85 | 34.76 | 34.76 | 34.76 | 29.91 | 21.46 | 29.91 | 21.46 | 29.91 | 21.46 | 29.91 | 29.91 | 29.91 | 5.31 | 35.22 | 35.22 | 35.22 | 29.91 | 29.91 | 29.91 | 5.03 | 24.88 | 24.88 | 24.88
2020-01-02 12:00 | -1.496 | 46.326 | 48.276 | -96.098 | 35 | 29.96 | 35 | 29.96 | 35 | 29.96 | 6.25 | 0 | 606 | 375 | 35 | 100 | -14.11 | 3 | 4.754 | 0 | 4.754 | SHORT | SHORT | 35 |  | 35 |  | 35 |  | 35 | 3 | 35 | 3 | 35 | 3 | 35 | 35 | 35 | 4.85 | 39.85 | 39.85 | 39.85 | 35 | 19 | 35 | 19 | 35 | 19 | 35 | 35 | 35 | 5.31 | 40.31 | 40.31 | 40.31 | 35 | 35 | 35 | 5.03 | 40.03 | 40.03 | 40.03
2020-01-02 13:00 | 40.628 | 74.477 | 36.654 | -70.503 | 29.94 | 25 | 29.94 | 25 | 29.94 | 25 | 0 | 32.5 | 588 | 375 | 34.9 | 100 | -14.11 | 3 | 8.128 | 0 | 8.128 | LONG | LONG |  | 25 |  | 25 |  | 25 | 34.9 | 25 | 34.9 | 25 | 34.9 | 25 | 25 | 25 | 25 | 4.85 | 20.15 | 20.15 | 20.15 | 18.95 | 25 | 18.95 | 25 | 18.95 | 25 | 25 | 25 | 25 | 5.31 | 19.69 | 19.69 | 19.69 | 25 | 25 | 25 | 5.03 | 19.97 | 19.97 | 19.97
2020-01-02 14:00 | 95.114 | 100.647 | 44.517 | -50.05 | 29.94 | 3 | 29.94 | 3 | 29.94 | 3 | 0 | 81.667 | 588 | 375 | 34.9 | 100 | -14.11 | 3 | 13.447 | 0 | 13.447 | LONG | LONG |  | 3 |  | 3 |  | 3 | 34.9 | 3 | 34.9 | 3 | 34.9 | 3 | 3 | 3 | 3 | 4.85 | -1.85 | -1.85 | -1.85 | 18.95 | 3 | 18.95 | 3 | 18.95 | 3 | 3 | 3 | 3 | 5.31 | -2.31 | -2.31 | -2.31 | 3 | 3 | 3 | 5.03 | -2.03 | -2.03 | -2.03
2020-01-02 15:00 | 115.828 | 108.32 | 38.24 | -30.732 | 30.18 | 3 | 30.18 | 3 | 30.18 | 3 | 0 | 102.5 | 586 | 158 | 35.2 | 100 | 3 | 3 | 13.328 | 0 | 13.328 | LONG | LONG |  | 3 |  | 3 |  | 3 | 35.2 | 3 | 35.2 | 3 | 35.2 | 3 | 3 | 3 | 3 | 4.85 | -1.85 | -1.85 | -1.85 | 19.1 | 3 | 19.1 | 3 | 19.1 | 3 | 3 | 3 | 3 | 5.31 | -2.31 | -2.31 | -2.31 | 3 | 3 | 3 | 5.03 | -2.03 | -2.03 | -2.03
2020-01-02 16:00 | 107.388 | 79.578 | 37.128 | -9.318 | 30.96 | 3 | 30.96 | 3 | 30.96 | 3 | 0 | 103 | 606 | 158 | 36.2 | 100 | 3 | 3 | 4.388 | 0 | 4.388 | LONG | LONG |  | 3 |  | 3 |  | 3 | 36.2 | 3 | 36.2 | 3 | 36.2 | 3 | 3 | 3 | 3 | 4.85 | -1.85 | -1.85 | -1.85 | 19.6 | 3 | 19.6 | 3 | 19.6 | 3 | 3 | 3 | 3 | 5.31 | -2.31 | -2.31 | -2.31 | 3 | 3 | 3 | 5.03 | -2.03 | -2.03 | -2.03
2020-01-02 17:00 | 96.514 | 73.403 | 39.949 | -16.838 | 31.2 | 3 | 31.2 | 3 | 31.2 | 3 | 0 | 88 | 606 | 158 | 36.4 | 100 | 3 | 3 | 8.514 | 0 | 8.514 | LONG | LONG |  | 3 |  | 3 |  | 3 | 36.4 | 3 | 36.4 | 3 | 36.4 | 3 | 3 | 3 | 3 | 4.85 | -1.85 | -1.85 | -1.85 | 19.7 | 3 | 19.7 | 3 | 19.7 | 3 | 3 | 3 | 3 | 5.31 | -2.31 | -2.31 | -2.31 | 3 | 3 | 3 | 5.03 | -2.03 | -2.03 | -2.03
2020-01-02 18:00 | 72.668 | 40.439 | 52.702 | -20.473 | 30.98 | 3 | 30.98 | 3 | 30.98 | 3 | 0 | 74.5 | 606 | 158 | 36.2 | 100 | 3 | 3 | -1.832 | 1.832 | 0 | LONG | LONG |  | 3 |  | 3 |  | 3 | 36.2 | 3 | 36.2 | 3 | 36.2 | 3 | 3 | 3 | 3 | 4.85 | -1.85 | -1.85 | -1.85 | 19.6 | 3 | 19.6 | 3 | 19.6 | 3 | 3 | 3 | 3 | 5.31 | -2.31 | -2.31 | -2.31 | 3 | 3 | 3 | 5.03 | -2.03 | -2.03 | -2.03
2020-01-02 19:00 | 59.414 | 28.665 | 53.551 | -22.802 | 30.35 | 26 | 30.35 | 26 | 30.35 | 26 | 0 | 35 | 606 | 158 | 35.4 | 100 | 3 | 3 | 24.414 | 0 | 24.414 | LONG | LONG |  | 26 |  | 26 |  | 26 | 35.4 | 26 | 35.4 | 26 | 35.4 | 26 | 26 | 26 | 26 | 4.85 | 21.15 | 21.15 | 21.15 | 19.2 | 26 | 19.2 | 26 | 19.2 | 26 | 26 | 26 | 26 | 5.31 | 20.69 | 20.69 | 20.69 | 26 | 26 | 26 | 5.03 | 20.97 | 20.97 | 20.97
2020-01-02 20:00 | 40.891 | 1.262 | 50.388 | -10.759 | 29.27 | 25.32 | 29.27 | 25.32 | 29.27 | 25.32 | 0 | 40 | 606 | 158 | 34.1 | 100 | 3 | 3 | 0.891 | 0 | 0.891 | LONG | LONG |  | 25.32 |  | 25.32 |  | 25.32 | 34.1 | 25.32 | 34.1 | 25.32 | 34.1 | 25.32 | 25.32 | 25.32 | 25.32 | 4.85 | 20.47 | 20.47 | 20.47 | 18.55 | 25.32 | 18.55 | 25.32 | 18.55 | 25.32 | 25.32 | 25.32 | 25.32 | 5.31 | 20.01 | 20.01 | 20.01 | 25.32 | 25.32 | 25.32 | 5.03 | 20.29 | 20.29 | 20.29
2020-01-02 21:00 | 116.304 | 6.831 | 69.982 | 39.491 | 28.17 | 3 | 28.17 | 3 | 28.17 | 3 | 0 | 93.833 | 606 | 158 | 32.8 | 100 | 3 | 3 | 22.471 | 0 | 22.471 | LONG | LONG |  | 3 |  | 3 |  | 3 | 32.8 | 3 | 32.8 | 3 | 32.8 | 3 | 3 | 3 | 3 | 4.85 | -1.85 | -1.85 | -1.85 | 17.9 | 3 | 17.9 | 3 | 17.9 | 3 | 3 | 3 | 3 | 5.31 | -2.31 | -2.31 | -2.31 | 3 | 3 | 3 | 5.03 | -2.03 | -2.03 | -2.03
2020-01-02 22:00 | 152.608 | 50.235 | 50.333 | 52.04 | 28.02 | 16.5 | 28.02 | 16.5 | 28.02 | 16.5 | 0 | 50 | 606 | 0 | 32.6 | 100 | 0 | 0 | 102.608 | 0 | 102.608 | LONG | LONG |  | 16.5 |  | 16.5 |  | 16.5 | 32.6 | 16.5 | 32.6 | 16.5 | 32.6 | 16.5 | 16.5 | 16.5 | 16.5 | 4.85 | 11.65 | 11.65 | 11.65 | 16.3 | 16.5 | 16.3 | 16.5 | 16.3 | 16.5 | 16.5 | 16.5 | 16.5 | 5.31 | 11.19 | 11.19 | 11.19 | 16.5 | 16.5 | 16.5 | 5.03 | 11.47 | 11.47 | 11.47
2020-01-02 23:00 | 34.253 | 43.026 | 35.15 | -43.923 | 27.69 | 16.5 | 27.69 | 16.5 | 27.69 | 16.5 | 0 | 29.167 | 604 | 0 | 32.2 | 100 | 0 | 0 | 5.086 | 0 | 5.086 | LONG | LONG |  | 16.5 |  | 16.5 |  | 16.5 | 32.2 | 16.5 | 32.2 | 16.5 | 32.2 | 16.5 | 16.5 | 16.5 | 16.5 | 4.85 | 11.65 | 11.65 | 11.65 | 16.1 | 16.5 | 16.1 | 16.5 | 16.1 | 16.5 | 16.5 | 16.5 | 16.5 | 5.31 | 11.19 | 11.19 | 11.19 | 16.5 | 16.5 | 16.5 | 5.03 | 11.47 | 11.47 | 11.47
2020-01-03 | 55.833 | 45.112 | 42.404 | -31.683 | 24.39 | 15 | 24.39 | 15 | 24.39 | 15 | 0 | 25 | 664 | 0 | 40 | 100 | 0 | 0 | 30.833 | 0 | 30.833 | LONG | LONG |  | 15 |  | 15 |  | 15 | 40 | 15 | 40 | 15 | 40 | 15 | 15 | 15 | 15 | 4.85 | 10.15 | 10.15 | 10.15 | 20 | 15 | 20 | 15 | 20 | 15 | 15 | 15 | 15 | 5.31 | 9.69 | 9.69 | 9.69 | 15 | 15 | 15 | 5.03 | 9.97 | 9.97 | 9.97
2020-01-03 01:00 | -94.815 | 14.477 | 10.273 | -119.565 | 40 | 18.93 | 40 | 18.93 | 40 | 18.93 | 95 | 0 | 664 | 0 | 40 | 100 | 0 | 0 | 0.185 | 0 | 0.185 | SHORT | SHORT | 40 |  | 40 |  | 40 |  | 40 | 0 | 40 | 0 | 40 | 0 | 40 | 40 | 40 | 4.85 | 44.85 | 44.85 | 44.85 | 40 | 20 | 40 | 20 | 40 | 20 | 40 | 40 | 40 | 5.31 | 45.31 | 45.31 | 45.31 | 40 | 40 | 40 | 5.03 | 45.03 | 45.03 | 45.03
2020-01-03 02:00 | -38.128 | 39.479 | 30.017 | -107.624 | 47 | 9.98 | 47 | 9.98 | 47 | 9.98 | 21.334 | 0 | 664 | 0 | 40 | 100 | 0 | 0 | -16.794 | 16.794 | 0 | SHORT | SHORT | 47 |  | 47 |  | 47 |  | 47 | 0 | 47 | 0 | 47 | 0 | 47 | 47 | 47 | 4.85 | 51.85 | 51.85 | 51.85 | 47 | 20 | 47 | 20 | 47 | 20 | 47 | 47 | 47 | 5.31 | 52.31 | 52.31 | 52.31 | 47 | 47 | 47 | 5.03 | 52.03 | 52.03 | 52.03
2020-01-03 03:00 | -71.561 | 16.547 | 37.874 | -125.982 | 70 | 1.53 | 70 | 1.53 | 70 | 1.53 | 50.833 | 0 | 284 | 0 | 41 | 99 | 0 | 0 | -20.728 | 20.728 | 0 | SHORT | SHORT | 70 |  | 70 |  | 70 |  | 70 | 0 | 70 | 0 | 70 | 0 | 70 | 70 | 70 | 4.85 | 74.85 | 74.85 | 74.85 | 70 | 20.5 | 70 | 20.5 | 70 | 20.5 | 70 | 70 | 70 | 5.31 | 75.31 | 75.31 | 75.31 | 70 | 70 | 70 | 5.03 | 75.03 | 75.03 | 75.03
2020-01-03 04:00 | -7.179 | 36.946 | 38.17 | -82.295 | 52 | 0.14 | 52 | 0.14 | 52 | 0.14 | 41.5 | 0 | 284 | 0 | 41 | 99 | 0 | 0 | 34.321 | 0 | 34.321 | SHORT | SHORT | 52 |  | 52 |  | 52 |  | 52 | 0 | 52 | 0 | 52 | 0 | 52 | 52 | 52 | 4.85 | 56.85 | 56.85 | 56.85 | 52 | 20.5 | 52 | 20.5 | 52 | 20.5 | 52 | 52 | 52 | 5.31 | 57.31 | 57.31 | 57.31 | 52 | 52 | 52 | 5.03 | 57.03 | 57.03 | 57.03
2020-01-03 05:00 | 30.433 | 56.974 | 36.916 | -63.457 | 0.85 | 0.85 | 0.85 | 0.85 | 0.85 | 0.85 | 0 | 0 | 284 | 0 | 41 | 99 | 0 | 0 | 30.433 | 0 | 30.433 | LONG | LONG | [6 empty] | 41 | 0 | 41 | 0 | 41 | 0 | 0 | 0 | 0 | 4.85 | -4.85 | -4.85 | -4.85 | 20.5 | 20.5 | 20.5 | 20.5 | 20.5 | 20.5 | 20.5 | 20.5 | 20.5 | 5.31 | 15.19 | 15.19 | 15.19 | 0.85 | 0.85 | 0.85 | 5.03 | -4.18 | -4.18 | -4.18
2020-01-03 06:00 | 81.411 | 91.606 | 42.837 | -53.032 | 9.92 | 9.92 | 9.92 | 9.92 | 9.92 | 9.92 | 0 | 46.667 | 284 | 0 | 41 | 99 | 0 | 0 | 34.744 | 0 | 34.744 | LONG | LONG |  | 9.92 |  | 9.92 |  | 9.92 | 41 | 9.92 | 41 | 9.92 | 41 | 9.92 | 9.92 | 9.92 | 9.92 | 4.85 | 5.07 | 5.07 | 5.07 | 20.5 | 9.92 | 20.5 | 9.92 | 20.5 | 9.92 | 9.92 | 9.92 | 9.92 | 5.31 | 4.61 | 4.61 | 4.61 | 9.92 | 9.92 | 9.92 | 5.03 | 4.89 | 4.89 | 4.89
2020-01-03 07:00 | 98.833 | 104.348 | 32.398 | -37.913 | 30.01 | 22 | 30.01 | 22 | 30.01 | 22 | 0 | 25 | 474 | 0 | 40 | 99 | 0 | 0 | 73.833 | 0 | 73.833 | LONG | LONG |  | 22 |  | 22 |  | 22 | 40 | 22 | 40 | 22 | 40 | 22 | 22 | 22 | 22 | 4.85 | 17.15 | 17.15 | 17.15 | 20 | 22 | 20 | 22 | 20 | 22 | 22 | 22 | 22 | 5.31 | 16.69 | 16.69 | 16.69 | 22 | 22 | 22 | 5.03 | 16.97 | 16.97 | 16.97
2020-01-03 08:00 | 67.831 | 86.042 | 23.317 | -41.528 | 38.89 | 22 | 38.89 | 22 | 38.89 | 22 | 0 | 34.167 | 447 | 192 | 41 | 99 | -11.59 | -5 | 33.664 | 0 | 33.664 | LONG | LONG |  | 22 |  | 22 |  | 22 | 41 | 22 | 41 | 22 | 41 | 22 | 22 | 22 | 22 | 4.85 | 17.15 | 17.15 | 17.15 | 18 | 22 | 18 | 22 | 18 | 22 | 22 | 22 | 22 | 5.31 | 16.69 | 16.69 | 16.69 | 22 | 22 | 22 | 5.03 | 16.97 | 16.97 | 16.97
2020-01-03 09:00 | 20.93 | 43.274 | 45.252 | -67.596 | 33.7 | 24 | 33.7 | 24 | 33.7 | 24 | 11.25 | 20.833 | 458 | 170 | 33.7 | 99 | -11.59 | -5 | 11.347 | 0 | 11.347 | LONG | LONG |  | 24 |  | 24 |  | 24 | 33.7 | 24 | 33.7 | 24 | 33.7 | 24 | 24 | 24 | 24 | 4.85 | 19.15 | 19.15 | 19.15 | 14.35 | 24 | 14.35 | 24 | 14.35 | 24 | 24 | 24 | 24 | 5.31 | 18.69 | 18.69 | 18.69 | 24 | 24 | 24 | 5.03 | 18.97 | 18.97 | 18.97
2020-01-03 10:00 | 34.491 | 58.341 | 20.841 | -44.691 | 28.58 | 25.58 | 28.58 | 25.58 | 28.58 | 25.58 | 0 | 38.333 | 388 | 210 | 33.3 | 95 | -40 | -5 | -3.842 | 3.842 | 0 | LONG | LONG |  | 25.58 |  | 25.58 |  | 25.58 | 33.3 | 25.58 | 33.3 | 25.58 | 33.3 | 25.58 | 25.58 | 25.58 | 25.58 | 4.85 | 20.73 | 20.73 | 20.73 | 14.15 | 25.58 | 14.15 | 25.58 | 14.15 | 25.58 | 25.58 | 25.58 | 25.58 | 5.31 | 20.27 | 20.27 | 20.27 | 25.58 | 25.58 | 25.58 | 5.03 | 20.55 | 20.55 | 20.55
2020-01-03 11:00 | -6.808 | 47.301 | 30.15 | -84.259 | 35 | 30.04 | 35 | 30.04 | 35 | 30.04 | 4 | 0 | 340 | 66 | 35 | 95 | -40 | -20 | -2.808 | 2.808 | 0 | SHORT | SHORT | 35 |  | 35 |  | 35 |  | 35 | -20 | 35 | -20 | 35 | -20 | 35 | 35 | 35 | 4.85 | 39.85 | 39.85 | 39.85 | 35 | 7.5 | 35 | 7.5 | 35 | 7.5 | 35 | 35 | 35 | 5.31 | 40.31 | 40.31 | 40.31 | 35 | 35 | 35 | 5.03 | 40.03 | 40.03 | 40.03
2020-01-03 12:00 | -4.458 | 62.176 | 13.99 | -80.624 | 30.02 | 30.02 | 30.02 | 30.02 | 30.02 | 30.02 | 0 | 0 | 530 | 283 | 35 | 95 | -40 | -18.59 | -4.458 | 4.458 | 0 | SHORT | SHORT | [6 empty] | 35 | -18.59 | 35 | -18.59 | 35 | -18.59 | 35 | 35 | 35 | 4.85 | 39.85 | 39.85 | 39.85 | 8.21 | 8.21 | 8.21 | 8.21 | 8.21 | 8.21 | 8.21 | 8.21 | 8.21 | 5.31 | 13.52 | 13.52 | 13.52 | 30.02 | 30.02 | 30.02 | 5.03 | 35.05 | 35.05 | 35.05
2020-01-03 13:00 | -34.379 | 30.442 | 25.279 | -90.1 | 31 | 30.03 | 31 | 30.03 | 31 | 30.03 | 33.333 | 0 | 524 | 432 | 39 | 95 | -40 | 3 | -1.046 | 1.046 | 0 | SHORT | SHORT | 31 |  | 31 |  | 31 |  | 31 | 3 | 31 | 3 | 31 | 3 | 31 | 31 | 31 | 4.85 | 35.85 | 35.85 | 35.85 | 31 | 21 | 31 | 21 | 31 | 21 | 31 | 31 | 31 | 5.31 | 36.31 | 36.31 | 36.31 | 31 | 31 | 31 | 5.03 | 36.03 | 36.03 | 36.03
2020-01-03 14:00 | 34.787 | 70.033 | 13.419 | -48.665 | 30.02 | 30.02 | 30.02 | 30.02 | 30.02 | 30.02 | 0 | 0 | 343 | 205 | 35 | 95 | -40 | 3 | 34.787 | 0 | 34.787 | LONG | LONG | [6 empty] | 35 | 3 | 35 | 3 | 35 | 3 | 3 | 3 | 3 | 4.85 | -1.85 | -1.85 | -1.85 | 19 | 19 | 19 | 19 | 19 | 19 | 19 | 19 | 19 | 5.31 | 13.69 | 13.69 | 13.69 | 30.02 | 30.02 | 30.02 | 5.03 | 24.99 | 24.99 | 24.99
2020-01-03 15:00 | 72.778 | 93.137 | 11.161 | -31.52 | 28.96 | 28.96 | 28.96 | 28.96 | 28.96 | 28.96 | 0 | 45 | 355 | 405 | 33.8 | 95 | -40 | 3 | 27.778 | 0 | 27.778 | LONG | LONG |  | 28.96 |  | 28.96 |  | 28.96 | 33.8 | 28.96 | 33.8 | 28.96 | 33.8 | 28.96 | 28.96 | 28.96 | 28.96 | 4.85 | 24.11 | 24.11 | 24.11 | 18.4 | 28.96 | 18.4 | 28.96 | 18.4 | 28.96 | 28.96 | 28.96 | 28.96 | 5.31 | 23.65 | 23.65 | 23.65 | 28.96 | 28.96 | 28.96 | 5.03 | 23.93 | 23.93 | 23.93
2020-01-03 16:00 | 54.12 | 85.296 | 5.371 | -36.547 | 29.86 | 26 | 29.86 | 26 | 29.86 | 26 | 0 | 34.167 | 265 | 405 | 34.8 | 94 | -40 | 3 | 19.953 | 0 | 19.953 | LONG | LONG |  | 26 |  | 26 |  | 26 | 34.8 | 26 | 34.8 | 26 | 34.8 | 26 | 26 | 26 | 26 | 4.85 | 21.15 | 21.15 | 21.15 | 18.9 | 26 | 18.9 | 26 | 18.9 | 26 | 26 | 26 | 26 | 5.31 | 20.69 | 20.69 | 20.69 | 26 | 26 | 26 | 5.03 | 20.97 | 20.97 | 20.97
2020-01-03 17:00 | 52.865 | 52.178 | 12.118 | -11.431 | 30.15 | 30.15 | 30.15 | 30.15 | 30.15 | 30.15 | 0 | 0 | 290 | 378 | 35.2 | 94 | -40 | 3 | 52.865 | 0 | 52.865 | LONG | LONG | [6 empty] | 35.2 | 3 | 35.2 | 3 | 35.2 | 3 | 3 | 3 | 3 | 4.85 | -1.85 | -1.85 | -1.85 | 19.1 | 19.1 | 19.1 | 19.1 | 19.1 | 19.1 | 19.1 | 19.1 | 19.1 | 5.31 | 13.79 | 13.79 | 13.79 | 30.15 | 30.15 | 30.15 | 5.03 | 25.12 | 25.12 | 25.12
2020-01-03 18:00 | 67.156 | 73.74 | 0.208 | -6.792 | 30.07 | 30.07 | 30.07 | 30.07 | 30.07 | 30.07 | 0 | 34.167 | 292 | 376 | 35.1 | 94 | -40 | 3 | 32.989 | 0 | 32.989 | LONG | LONG |  | 30.07 |  | 30.07 |  | 30.07 | 35.1 | 30.07 | 35.1 | 30.07 | 35.1 | 30.07 | 30.07 | 30.07 | 30.07 | 4.85 | 25.22 | 25.22 | 25.22 | 19.05 | 30.07 | 19.05 | 30.07 | 19.05 | 30.07 | 30.07 | 30.07 | 30.07 | 5.31 | 24.76 | 24.76 | 24.76 | 30.07 | 30.07 | 30.07 | 5.03 | 25.04 | 25.04 | 25.04
2020-01-03 19:00 | 25.68 | 58.419 | 6.129 | -38.868 | 29.54 | 3 | 29.54 | 3 | 29.54 | 3 | 0 | 13.333 | 293 | 375 | 34.4 | 94 | -40 | 3 | 12.347 | 0 | 12.347 | LONG | LONG |  | 3 |  | 3 |  | 3 | 34.4 | 3 | 34.4 | 3 | 34.4 | 3 | 3 | 3 | 3 | 4.85 | -1.85 | -1.85 | -1.85 | 18.7 | 3 | 18.7 | 3 | 18.7 | 3 | 3 | 3 | 3 | 5.31 | -2.31 | -2.31 | -2.31 | 3 | 3 | 3 | 5.03 | -2.03 | -2.03 | -2.03
2020-01-03 20:00 | -23.11 | 65.985 | -6.908 | -82.187 | 40 | 29.11 | 40 | 29.11 | 40 | 29.11 | 51.5 | 0 | 443 | 424 | 33.9 | 100 | -40 | 3 | 28.39 | 0 | 28.39 | SHORT | SHORT | 40 |  | 40 |  | 40 |  | 40 | 3 | 40 | 3 | 40 | 3 | 40 | 40 | 40 | 4.85 | 44.85 | 44.85 | 44.85 | 40 | 18.45 | 40 | 18.45 | 40 | 18.45 | 40 | 40 | 40 | 5.31 | 45.31 | 45.31 | 45.31 | 40 | 40 | 40 | 5.03 | 45.03 | 45.03 | 45.03
2020-01-03 21:00 | -64.706 | 53.092 | -21.111 | -96.687 | 47.8 | 36.76 | 47.8 | 36.76 | 47.8 | 36.76 | 54.25 | 0 | 443 | 424 | 41 | 100 | -40 | 3 | -10.456 | 10.456 | 0 | SHORT | SHORT | 47.8 |  | 47.8 |  | 47.8 |  | 47.8 | 3 | 47.8 | 3 | 47.8 | 3 | 47.8 | 47.8 | 47.8 | 4.85 | 52.65 | 52.65 | 52.65 | 47.8 | 22 | 47.8 | 22 | 47.8 | 22 | 47.8 | 47.8 | 47.8 | 5.31 | 53.11 | 53.11 | 53.11 | 47.8 | 47.8 | 47.8 | 5.03 | 52.83 | 52.83 | 52.83
2020-01-03 22:00 | 16.697 | 54.313 | 42.186 | -79.802 | 27.03 | 27.03 | 27.03 | 27.03 | 27.03 | 27.03 | 0 | 0 | 507 | 359 | 41 | 100 | -18.59 | 3 | 16.697 | 0 | 16.697 | LONG | LONG | [6 empty] | 41 | 3 | 41 | 3 | 41 | 3 | 3 | 3 | 3 | 4.85 | -1.85 | -1.85 | -1.85 | 22 | 22 | 22 | 22 | 22 | 22 | 22 | 22 | 22 | 5.31 | 16.69 | 16.69 | 16.69 | 27.03 | 27.03 | 27.03 | 5.03 | 22 | 22 | 22
2020-01-03 23:00 | -29.358 | 73.147 | 9.485 | -111.99 | 46 | 25.7 | 46 | 25.7 | 46 | 25.7 | 47.8 | 0 | 509 | 359 | 35.7 | 100 | -18.59 | 3 | 18.442 | 0 | 18.442 | SHORT | SHORT | 46 |  | 46 |  | 46 |  | 46 | 3 | 46 | 3 | 46 | 3 | 46 | 46 | 46 | 4.85 | 50.85 | 50.85 | 50.85 | 46 | 19.35 | 46 | 19.35 | 46 | 19.35 | 46 | 46 | 46 | 5.31 | 51.31 | 51.31 | 51.31 | 46 | 46 | 46 | 5.03 | 51.03 | 51.03 | 51.03
2020-01-04 | -27.764 | 71.566 | -6.829 | -92.501 | 46 | 22.04 | 46 | 22.04 | 46 | 22.04 | 36 | 0 | 284 | 269 | 40.8 | 99 | -30 | 1 | 8.236 | 0 | 8.236 | SHORT | SHORT | 46 |  | 46 |  | 46 |  | 46 | 1 | 46 | 1 | 46 | 1 | 46 | 46 | 46 | 4.85 | 50.85 | 50.85 | 50.85 | 46 | 20.9 | 46 | 20.9 | 46 | 20.9 | 46 | 46 | 46 | 5.31 | 51.31 | 51.31 | 51.31 | 46 | 46 | 46 | 5.03 | 51.03 | 51.03 | 51.03
2020-01-04 01:00 | -97.09 | 49.885 | -26.727 | -120.248 | 95 | 21.73 | 95 | 21.73 | 95 | 21.73 | 102.852 | 0 | 284 | 18 | 40.8 | 99 | 1 | 1 | 5.762 | 0 | 5.762 | SHORT | SHORT | 95 |  | 95 |  | 95 |  | 95 | 1 | 95 | 1 | 95 | 1 | 95 | 95 | 95 | 4.85 | 99.85 | 99.85 | 99.85 | 95 | 20.9 | 95 | 20.9 | 95 | 20.9 | 95 | 95 | 95 | 5.31 | 100.31 | 100.31 | 100.31 | 95 | 95 | 95 | 5.03 | 100.03 | 100.03 | 100.03
2020-01-04 02:00 | -111.267 | 60.71 | -5.372 | -166.605 | 95 | 15.95 | 95 | 15.95 | 95 | 15.95 | 127.567 | 0 | 501 | 237 | 40.8 | 100 | -50 | 1 | 16.3 | 0 | 16.3 | SHORT | SHORT | 95 |  | 95 |  | 95 |  | 95 | 1 | 95 | 1 | 95 | 1 | 95 | 95 | 95 | 4.85 | 99.85 | 99.85 | 99.85 | 95 | 20.9 | 95 | 20.9 | 95 | 20.9 | 95 | 95 | 95 | 5.31 | 100.31 | 100.31 | 100.31 | 95 | 95 | 95 | 5.03 | 100.03 | 100.03 | 100.03
2020-01-04 03:00 | -77.684 | 51.854 | -6.511 | -123.027 | 99 | 16.23 | 99 | 16.23 | 99 | 16.23 | 111.049 | 0 | 343 | 237 | 40.8 | 100 | -50 | 1 | 33.365 | 0 | 33.365 | SHORT | SHORT | 99 |  | 99 |  | 99 |  | 99 | 1 | 99 | 1 | 99 | 1 | 99 | 99 | 99 | 4.85 | 103.85 | 103.85 | 103.85 | 99 | 20.9 | 99 | 20.9 | 99 | 20.9 | 99 | 99 | 99 | 5.31 | 104.31 | 104.31 | 104.31 | 99 | 99 | 99 | 5.03 | 104.03 | 104.03 | 104.03
2020-01-04 04:00 | -7.419 | 73.793 | 0.374 | -81.586 | 99 | 20 | 99 | 20 | 99 | 20 | 37.919 | 0 | 345 | 237 | 40.8 | 100 | -50 | 1 | 30.5 | 0 | 30.5 | SHORT | SHORT | 99 |  | 99 |  | 99 |  | 99 | 1 | 99 | 1 | 99 | 1 | 99 | 99 | 99 | 4.85 | 103.85 | 103.85 | 103.85 | 99 | 20.9 | 99 | 20.9 | 99 | 20.9 | 99 | 99 | 99 | 5.31 | 104.31 | 104.31 | 104.31 | 99 | 99 | 99 | 5.03 | 104.03 | 104.03 | 104.03
2020-01-04 05:00 | 4.681 | 59.734 | 14.225 | -69.278 | 4.04 | 4.04 | 4.04 | 4.04 | 4.04 | 4.04 | 0 | 0 | 343 | 285 | 40.8 | 100 | -50 | 1 | 4.681 | 0 | 4.681 | LONG | LONG | [6 empty] | 40.8 | 1 | 40.8 | 1 | 40.8 | 1 | 1 | 1 | 1 | 4.85 | -3.85 | -3.85 | -3.85 | 20.9 | 20.9 | 20.9 | 20.9 | 20.9 | 20.9 | 20.9 | 20.9 | 20.9 | 5.31 | 15.59 | 15.59 | 15.59 | 4.04 | 4.04 | 4.04 | 5.03 | -0.99 | -0.99 | -0.99
2020-01-04 06:00 | 57.452 | 81.91 | 6.148 | -30.606 | 4.03 | 4.03 | 4.03 | 4.03 | 4.03 | 4.03 | 0 | 54.167 | 501 | 285 | 40.8 | 100 | -50 | 1 | 3.285 | 0 | 3.285 | LONG | LONG |  | 4.03 |  | 4.03 |  | 4.03 | 40.8 | 4.03 | 40.8 | 4.03 | 40.8 | 4.03 | 4.03 | 4.03 | 4.03 | 4.85 | -0.82 | -0.82 | -0.82 | 20.9 | 4.03 | 20.9 | 4.03 | 20.9 | 4.03 | 4.03 | 4.03 | 4.03 | 5.31 | -1.28 | -1.28 | -1.28 | 4.03 | 4.03 | 4.03 | 5.03 | -1 | -1 | -1
2020-01-04 07:00 | 41.813 | 78.645 | 41.976 | -78.808 | 4.04 | 1 | 4.04 | 1 | 4.04 | 1 | 0 | 37.5 | 501 | 68 | 40.8 | 100 | 1 | 1 | 4.313 | 0 | 4.313 | LONG | LONG |  | 1 |  | 1 |  | 1 | 40.8 | 1 | 40.8 | 1 | 40.8 | 1 | 1 | 1 | 1 | 4.85 | -3.85 | -3.85 | -3.85 | 20.9 | 1 | 20.9 | 1 | 20.9 | 1 | 1 | 1 | 1 | 5.31 | -4.31 | -4.31 | -4.31 | 1 | 1 | 1 | 5.03 | -4.03 | -4.03 | -4.03
2020-01-04 08:00 | 9.734 | 67.394 | 1.613 | -59.273 | 19.07 | 19.07 | 19.07 | 19.07 | 19.07 | 19.07 | 0 | 0 | 286 | 284 | 29.07 | 99 | -30 | 1 | 9.734 | 0 | 9.734 | LONG | LONG | [6 empty] | 29.07 | 1 | 29.07 | 1 | 29.07 | 1 | 1 | 1 | 1 | 4.85 | -3.85 | -3.85 | -3.85 | 15.04 | 15.04 | 15.04 | 15.04 | 15.04 | 15.04 | 15.04 | 15.04 | 15.04 | 5.31 | 9.73 | 9.73 | 9.73 | 19.07 | 19.07 | 19.07 | 5.03 | 14.04 | 14.04 | 14.04
2020-01-04 09:00 | -73.118 | 22.797 | -25.367 | -70.548 | 50 | 17.49 | 50 | 17.49 | 50 | 17.49 | 104.45 | 0 | 667 | 284 | 27.49 | 100 | -30 | 1 | 31.332 | 0 | 31.332 | SHORT | SHORT | 50 |  | 50 |  | 50 |  | 50 | 1 | 50 | 1 | 50 | 1 | 50 | 50 | 50 | 4.85 | 54.85 | 54.85 | 54.85 | 50 | 14.25 | 50 | 14.25 | 50 | 14.25 | 50 | 50 | 50 | 5.31 | 55.31 | 55.31 | 55.31 | 50 | 50 | 50 | 5.03 | 55.03 | 55.03 | 55.03
2020-01-04 10:00 | -87.991 | 22.24 | -9.764 | -100.467 | 51 | 24.18 | 51 | 24.18 | 51 | 24.18 | 96.416 | 0 | 665 | 284 | 40.8 | 100 | -30 | 1 | 8.425 | 0 | 8.425 | SHORT | SHORT | 51 |  | 51 |  | 51 |  | 51 | 1 | 51 | 1 | 51 | 1 | 51 | 51 | 51 | 4.85 | 55.85 | 55.85 | 55.85 | 51 | 20.9 | 51 | 20.9 | 51 | 20.9 | 51 | 51 | 51 | 5.31 | 56.31 | 56.31 | 56.31 | 51 | 51 | 51 | 5.03 | 56.03 | 56.03 | 56.03
2020-01-04 11:00 | -78.772 | 35.926 | -22.132 | -92.566 | 50 | 24.94 | 50 | 24.94 | 50 | 24.94 | 97.217 | 0 | 667 | 375 | 34.94 | 100 | -30 | 1 | 18.445 | 0 | 18.445 | SHORT | SHORT | 50 |  | 50 |  | 50 |  | 50 | 1 | 50 | 1 | 50 | 1 | 50 | 50 | 50 | 4.85 | 54.85 | 54.85 | 54.85 | 50 | 17.97 | 50 | 17.97 | 50 | 17.97 | 50 | 50 | 50 | 5.31 | 55.31 | 55.31 | 55.31 | 50 | 50 | 50 | 5.03 | 55.03 | 55.03 | 55.03
2020-01-04 12:00 | 83.214 | 75.787 | -25.402 | 32.829 | 50 | -30 | 50 | -30 | 50 | -30 | 80.167 | 148.15 | 667 | 592 | 35.11 | 100 | -30 | 1 | 15.231 | 0 | 15.231 | LONG | LONG |  | -30 |  | -30 |  | -30 | 35.11 | -30 | 35.11 | -30 | 35.11 | -30 | -30 | -30 | -30 | 4.85 | -34.85 | -34.85 | -34.85 | 18.06 | -30 | 18.06 | -30 | 18.06 | -30 | -30 | -30 | -30 | 5.31 | -35.31 | -35.31 | -35.31 | -30 | -30 | -30 | 5.03 | -35.03 | -35.03 | -35.03
2020-01-04 13:00 | 220.598 | 98.25 | -20.29 | 142.638 | 24.94 | -30 | 24.94 | -30 | 24.94 | -30 | 0 | 243.583 | 667 | 375 | 34.94 | 100 | -30 | 1 | -22.985 | 22.985 | 0 | LONG | LONG |  | -30 |  | -30 |  | -30 | 34.94 | -30 | 34.94 | -30 | 34.94 | -30 | -30 | -30 | -30 | 4.85 | -34.85 | -34.85 | -34.85 | 17.97 | -30 | 17.97 | -30 | 17.97 | -30 | -30 | -30 | -30 | 5.31 | -35.31 | -35.31 | -35.31 | -30 | -30 | -30 | 5.03 | -35.03 | -35.03 | -35.03
2020-01-04 14:00 | -103.232 | 63.03 | -15.563 | -150.699 | 50 | 29.8 | 50 | 29.8 | 50 | 29.8 | 93.433 | 0 | 677 | 382 | 39.8 | 100 | -30 | 26.8 | -9.799 | 9.799 | 0 | SHORT | SHORT | 50 |  | 50 |  | 50 |  | 50 | 26.8 | 50 | 26.8 | 50 | 26.8 | 50 | 50 | 50 | 4.85 | 54.85 | 54.85 | 54.85 | 50 | 33.3 | 50 | 33.3 | 50 | 33.3 | 50 | 50 | 50 | 5.31 | 55.31 | 55.31 | 55.31 | 50 | 50 | 50 | 5.03 | 55.03 | 55.03 | 55.03
2020-01-04 15:00 | -145.88 | 79.482 | 0.286 | -225.648 | 50 | 25.25 | 50 | 25.25 | 50 | 25.25 | 146.166 | 0 | 675 | 325 | 40.8 | 100 | -30 | 1 | 0.286 | 0 | 0.286 | SHORT | SHORT | 50 |  | 50 |  | 50 |  | 50 | 1 | 50 | 1 | 50 | 1 | 50 | 50 | 50 | 4.85 | 54.85 | 54.85 | 54.85 | 50 | 20.9 | 50 | 20.9 | 50 | 20.9 | 50 | 50 | 50 | 5.31 | 55.31 | 55.31 | 55.31 | 50 | 50 | 50 | 5.03 | 55.03 | 55.03 | 55.03
2020-01-04 16:00 | -104.779 | 83.758 | -19.243 | -169.294 | 56.1 | 43.14 | 56.1 | 43.14 | 56.1 | 43.14 | 125.75 | 0 | 561 | 431 | 40.8 | 100 | -40 | 38.8 | 20.971 | 0 | 20.971 | SHORT | SHORT | 56.1 |  | 56.1 |  | 56.1 |  | 56.1 | 38.8 | 56.1 | 38.8 | 56.1 | 38.8 | 56.1 | 56.1 | 56.1 | 4.85 | 60.95 | 60.95 | 60.95 | 56.1 | 39.8 | 56.1 | 39.8 | 56.1 | 39.8 | 56.1 | 56.1 | 56.1 | 5.31 | 61.41 | 61.41 | 61.41 | 56.1 | 56.1 | 56.1 | 5.03 | 61.13 | 61.13 | 61.13
2020-01-04 17:00 | -84.546 | 97.789 | -12.523 | -169.812 | 95 | 41.1 | 95 | 41.1 | 95 | 41.1 | 75.667 | 0 | 576 | 414 | 40.8 | 100 | -40 | 38.8 | -8.879 | 8.879 | 0 | SHORT | SHORT | 95 |  | 95 |  | 95 |  | 95 | 38.8 | 95 | 38.8 | 95 | 38.8 | 95 | 95 | 95 | 4.85 | 99.85 | 99.85 | 99.85 | 95 | 39.8 | 95 | 39.8 | 95 | 39.8 | 95 | 95 | 95 | 5.31 | 100.31 | 100.31 | 100.31 | 95 | 95 | 95 | 5.03 | 100.03 | 100.03 | 100.03
2020-01-04 18:00 | -162.193 | 50.816 | -25.144 | -187.865 | 95 | 38 | 95 | 38 | 95 | 38 | 205.5 | 0 | 579 | 372 | 40.8 | 100 | -40 | 1 | 43.307 | 0 | 43.307 | SHORT | SHORT | 95 |  | 95 |  | 95 |  | 95 | 1 | 95 | 1 | 95 | 1 | 95 | 95 | 95 | 4.85 | 99.85 | 99.85 | 99.85 | 95 | 20.9 | 95 | 20.9 | 95 | 20.9 | 95 | 95 | 95 | 5.31 | 100.31 | 100.31 | 100.31 | 95 | 95 | 95 | 5.03 | 100.03 | 100.03 | 100.03
2020-01-04 19:00 | -154.358 | 71.242 | -1.285 | -224.315 | 50 | 37.96 | 50 | 37.96 | 50 | 37.96 | 175.667 | 0 | 643 | 308 | 40.8 | 100 | -30 | 38.8 | 21.309 | 0 | 21.309 | SHORT | SHORT | 50 |  | 50 |  | 50 |  | 50 | 38.8 | 50 | 38.8 | 50 | 38.8 | 50 | 50 | 50 | 4.85 | 54.85 | 54.85 | 54.85 | 50 | 39.8 | 50 | 39.8 | 50 | 39.8 | 50 | 50 | 50 | 5.31 | 55.31 | 55.31 | 55.31 | 50 | 50 | 50 | 5.03 | 55.03 | 55.03 | 55.03
2020-01-04 20:00 | -203.65 | 30.757 | -10.96 | -223.447 | 70 | 29.85 | 70 | 29.85 | 70 | 29.85 | 225.75 | 0 | 645 | 326 | 39.85 | 100 | -30 | 38.8 | 22.1 | 0 | 22.1 | SHORT | SHORT | 70 |  | 70 |  | 70 |  | 70 | 38.8 | 70 | 38.8 | 70 | 38.8 | 70 | 70 | 70 | 4.85 | 74.85 | 74.85 | 74.85 | 70 | 39.33 | 70 | 39.33 | 70 | 39.33 | 70 | 70 | 70 | 5.31 | 75.31 | 75.31 | 75.31 | 70 | 70 | 70 | 5.03 | 75.03 | 75.03 | 75.03
2020-01-04 21:00 | -83.947 | 53.671 | -11.921 | -125.697 | 54.8 | 27.71 | 54.8 | 27.71 | 54.8 | 27.71 | 96 | 0 | 643 | 325 | 40.8 | 100 | -30 | 1 | 12.053 | 0 | 12.053 | SHORT | SHORT | 54.8 |  | 54.8 |  | 54.8 |  | 54.8 | 1 | 54.8 | 1 | 54.8 | 1 | 54.8 | 54.8 | 54.8 | 4.85 | 59.65 | 59.65 | 59.65 | 54.8 | 20.9 | 54.8 | 20.9 | 54.8 | 20.9 | 54.8 | 54.8 | 54.8 | 5.31 | 60.11 | 60.11 | 60.11 | 54.8 | 54.8 | 54.8 | 5.03 | 59.83 | 59.83 | 59.83
2020-01-04 22:00 | -146.259 | 52.788 | -13.111 | -185.936 | 51 | 27.4 | 51 | 27.4 | 51 | 27.4 | 161.5 | 0 | 645 | 325 | 37.4 | 100 | -8.34 | 1 | 15.241 | 0 | 15.241 | SHORT | SHORT | 51 |  | 51 |  | 51 |  | 51 | 1 | 51 | 1 | 51 | 1 | 51 | 51 | 51 | 4.85 | 55.85 | 55.85 | 55.85 | 51 | 19.2 | 51 | 19.2 | 51 | 19.2 | 51 | 51 | 51 | 5.31 | 56.31 | 56.31 | 56.31 | 51 | 51 | 51 | 5.03 | 56.03 | 56.03 | 56.03
2020-01-04 23:00 | -153.076 | 69.464 | -12.237 | -210.303 | 54.8 | 27.37 | 54.8 | 27.37 | 54.8 | 27.37 | 149.833 | 0 | 643 | 325 | 40.8 | 100 | -8.34 | 1 | -3.243 | 3.243 | 0 | SHORT | SHORT | 54.8 |  | 54.8 |  | 54.8 |  | 54.8 | 1 | 54.8 | 1 | 54.8 | 1 | 54.8 | 54.8 | 54.8 | 4.85 | 59.65 | 59.65 | 59.65 | 54.8 | 20.9 | 54.8 | 20.9 | 54.8 | 20.9 | 54.8 | 54.8 | 54.8 | 5.31 | 60.11 | 60.11 | 60.11 | 54.8 | 54.8 | 54.8 | 5.03 | 59.83 | 59.83 | 59.83
2020-01-05 | -49.424 | 55.219 | -41.323 | -63.32 | 55.3 | 25.77 | 55.3 | 25.77 | 55.3 | 25.77 | 63.833 | 0 | 645 | 375 | 35.77 | 100 | -8.34 | 1 | 14.409 | 0 | 14.409 | SHORT | SHORT | 55.3 |  | 55.3 |  | 55.3 |  | 55.3 | 1 | 55.3 | 1 | 55.3 | 1 | 55.3 | 55.3 | 55.3 | 4.85 | 60.15 | 60.15 | 60.15 | 55.3 | 18.39 | 55.3 | 18.39 | 55.3 | 18.39 | 55.3 | 55.3 | 55.3 | 5.31 | 60.61 | 60.61 | 60.61 | 55.3 | 55.3 | 55.3 | 5.03 | 60.33 | 60.33 | 60.33
2020-01-05 01:00 | -95.166 | 48.921 | -10.046 | -134.041 | 60 | 26.65 | 60 | 26.65 | 60 | 26.65 | 62.699 | 0 | 693 | 217 | 41.3 | 100 | -8.34 | -8.34 | -32.467 | 32.467 | 0 | SHORT | SHORT | 60 |  | 60 |  | 60 |  | 60 | -8.34 | 60 | -8.34 | 60 | -8.34 | 60 | 60 | 60 | 4.85 | 64.85 | 64.85 | 64.85 | 60 | 16.48 | 60 | 16.48 | 60 | 16.48 | 60 | 60 | 60 | 5.31 | 65.31 | 65.31 | 65.31 | 60 | 60 | 60 | 5.03 | 65.03 | 65.03 | 65.03
2020-01-05 02:00 | -14.313 | 56.599 | -20.354 | -50.558 | 55.3 | 27.13 | 55.3 | 27.13 | 55.3 | 27.13 | 48.434 | 0 | 693 | 217 | 41.3 | 100 | -8.34 | -8.34 | 34.121 | 0 | 34.121 | SHORT | SHORT | 55.3 |  | 55.3 |  | 55.3 |  | 55.3 | -8.34 | 55.3 | -8.34 | 55.3 | -8.34 | 55.3 | 55.3 | 55.3 | 4.85 | 60.15 | 60.15 | 60.15 | 55.3 | 16.48 | 55.3 | 16.48 | 55.3 | 16.48 | 55.3 | 55.3 | 55.3 | 5.31 | 60.61 | 60.61 | 60.61 | 55.3 | 55.3 | 55.3 | 5.03 | 60.33 | 60.33 | 60.33
2020-01-05 03:00 | -40.744 | 35.948 | -21.695 | -54.997 | 55 | 27.11 | 55 | 27.11 | 55 | 27.11 | 22.3 | 0 | 693 | 217 | 41.3 | 100 | -8.34 | -8.34 | -18.444 | 18.444 | 0 | SHORT | SHORT | 55 |  | 55 |  | 55 |  | 55 | -8.34 | 55 | -8.34 | 55 | -8.34 | 55 | 55 | 55 | 4.85 | 59.85 | 59.85 | 59.85 | 55 | 16.48 | 55 | 16.48 | 55 | 16.48 | 55 | 55 | 55 | 5.31 | 60.31 | 60.31 | 60.31 | 55 | 55 | 55 | 5.03 | 60.03 | 60.03 | 60.03
2020-01-05 04:00 | -43.229 | 46.398 | -21.421 | -68.206 | 55 | 27.42 | 55 | 27.42 | 55 | 27.42 | 49 | 0 | 693 | 217 | 41.3 | 100 | -8.34 | -8.34 | 5.771 | 0 | 5.771 | SHORT | SHORT | 55 |  | 55 |  | 55 |  | 55 | -8.34 | 55 | -8.34 | 55 | -8.34 | 55 | 55 | 55 | 4.85 | 59.85 | 59.85 | 59.85 | 55 | 16.48 | 55 | 16.48 | 55 | 16.48 | 55 | 55 | 55 | 5.31 | 60.31 | 60.31 | 60.31 | 55 | 55 | 55 | 5.03 | 60.03 | 60.03 | 60.03
2020-01-05 05:00 | -26.461 | 58.773 | -16 | -69.234 | 55 | 28.06 | 55 | 28.06 | 55 | 28.06 | 31.333 | 0 | 693 | 267 | 41.3 | 100 | -8.34 | 1 | 4.872 | 0 | 4.872 | SHORT | SHORT | 55 |  | 55 |  | 55 |  | 55 | 1 | 55 | 1 | 55 | 1 | 55 | 55 | 55 | 4.85 | 59.85 | 59.85 | 59.85 | 55 | 21.15 | 55 | 21.15 | 55 | 21.15 | 55 | 55 | 55 | 5.31 | 60.31 | 60.31 | 60.31 | 55 | 55 | 55 | 5.03 | 60.03 | 60.03 | 60.03
2020-01-05 06:00 | -79.156 | 63.413 | -19.266 | -123.303 | 55 | 28.85 | 55 | 28.85 | 55 | 28.85 | 68.5 | 0 | 643 | 375 | 41.3 | 100 | -8.34 | 1 | -10.656 | 10.656 | 0 | SHORT | SHORT | 55 |  | 55 |  | 55 |  | 55 | 1 | 55 | 1 | 55 | 1 | 55 | 55 | 55 | 4.85 | 59.85 | 59.85 | 59.85 | 55 | 21.15 | 55 | 21.15 | 55 | 21.15 | 55 | 55 | 55 | 5.31 | 60.31 | 60.31 | 60.31 | 55 | 55 | 55 | 5.03 | 60.03 | 60.03 | 60.03
2020-01-05 07:00 | -100.08 | 56.688 | -1.356 | -155.412 | 55 | 29.26 | 55 | 29.26 | 55 | 29.26 | 99 | 0 | 643 | 375 | 41.3 | 100 | -8.34 | 1 | -1.08 | 1.08 | 0 | SHORT | SHORT | 55 |  | 55 |  | 55 |  | 55 | 1 | 55 | 1 | 55 | 1 | 55 | 55 | 55 | 4.85 | 59.85 | 59.85 | 59.85 | 55 | 21.15 | 55 | 21.15 | 55 | 21.15 | 55 | 55 | 55 | 5.31 | 60.31 | 60.31 | 60.31 | 55 | 55 | 55 | 5.03 | 60.03 | 60.03 | 60.03
2020-01-05 08:00 | -66.34 | 84.038 | 1.998 | -152.376 | 55.3 | 29.98 | 55.3 | 29.98 | 55.3 | 29.98 | 95.833 | 0 | 627 | 375 | 10 | 100 | -8.34 | 1 | 29.493 | 0 | 29.493 | SHORT | SHORT | 55.3 |  | 55.3 |  | 55.3 |  | 55.3 | 1 | 55.3 | 1 | 55.3 | 1 | 55.3 | 55.3 | 55.3 | 4.85 | 60.15 | 60.15 | 60.15 | 55.3 | 5.5 | 55.3 | 5.5 | 55.3 | 5.5 | 55.3 | 55.3 | 55.3 | 5.31 | 60.61 | 60.61 | 60.61 | 55.3 | 55.3 | 55.3 | 5.03 | 60.33 | 60.33 | 60.33
2020-01-05 09:00 | -32.229 | 129.22 | -29.862 | -131.587 | 55 | 31.06 | 55 | 31.06 | 55 | 31.06 | 53.083 | 0 | 640 | 375 | 41.3 | 100 | -8.34 | 1 | 20.854 | 0 | 20.854 | SHORT | SHORT | 55 |  | 55 |  | 55 |  | 55 | 1 | 55 | 1 | 55 | 1 | 55 | 55 | 55 | 4.85 | 59.85 | 59.85 | 59.85 | 55 | 21.15 | 55 | 21.15 | 55 | 21.15 | 55 | 55 | 55 | 5.31 | 60.31 | 60.31 | 60.31 | 55 | 55 | 55 | 5.03 | 60.03 | 60.03 | 60.03
2020-01-05 10:00 | -175.886 | 34.275 | -6.632 | -203.529 | 66 | 31.18 | 66 | 31.18 | 66 | 31.18 | 136.166 | 0 | 617 | 377 | 10 | 100 | -8.34 | 1 | -39.72 | 39.72 | 0 | SHORT | SHORT | 66 |  | 66 |  | 66 |  | 66 | 1 | 66 | 1 | 66 | 1 | 66 | 66 | 66 | 4.85 | 70.85 | 70.85 | 70.85 | 66 | 5.5 | 66 | 5.5 | 66 | 5.5 | 66 | 66 | 66 | 5.31 | 71.31 | 71.31 | 71.31 | 66 | 66 | 66 | 5.03 | 71.03 | 71.03 | 71.03
2020-01-05 11:00 | -175.574 | 47.355 | -22.011 | -200.918 | 66 | 31.6 | 66 | 31.6 | 66 | 31.6 | 173.167 | 0 | 625 | 377 | 50.8 | 100 | 1 | 1.1 | -2.407 | 2.407 | 0 | SHORT | SHORT | 66 |  | 66 |  | 66 |  | 66 | 1.1 | 66 | 1.1 | 66 | 1.1 | 66 | 66 | 66 | 4.85 | 70.85 | 70.85 | 70.85 | 66 | 25.95 | 66 | 25.95 | 66 | 25.95 | 66 | 66 | 66 | 5.31 | 71.31 | 71.31 | 71.31 | 66 | 66 | 66 | 5.03 | 71.03 | 71.03 | 71.03
2020-01-05 12:00 | -158.926 | 39.242 | -21.872 | -176.296 | 94 | 37.14 | 94 | 37.14 | 94 | 37.14 | 175.5 | 0 | 667 | 377 | 10 | 100 | 1 | 1.1 | 16.574 | 0 | 16.574 | SHORT | SHORT | 94 |  | 94 |  | 94 |  | 94 | 1.1 | 94 | 1.1 | 94 | 1.1 | 94 | 94 | 94 | 4.85 | 98.85 | 98.85 | 98.85 | 94 | 5.55 | 94 | 5.55 | 94 | 5.55 | 94 | 94 | 94 | 5.31 | 99.31 | 99.31 | 99.31 | 94 | 94 | 94 | 5.03 | 99.03 | 99.03 | 99.03
2020-01-05 13:00 | -128.32 | 36.249 | -14.786 | -149.783 | 55.3 | 37.71 | 55.3 | 37.71 | 55.3 | 37.71 | 148 | 0 | 629 | 380 | 10 | 100 | 1 | 39.3 | 19.68 | 0 | 19.68 | SHORT | SHORT | 55.3 |  | 55.3 |  | 55.3 |  | 55.3 | 39.3 | 55.3 | 39.3 | 55.3 | 39.3 | 55.3 | 55.3 | 55.3 | 4.85 | 60.15 | 60.15 | 60.15 | 55.3 | 24.65 | 55.3 | 24.65 | 55.3 | 24.65 | 55.3 | 55.3 | 55.3 | 5.31 | 60.61 | 60.61 | 60.61 | 55.3 | 55.3 | 55.3 | 5.03 | 60.33 | 60.33 | 60.33
2020-01-05 14:00 | -91.607 | 50.463 | -17.776 | -124.294 | 58.3 | 37.81 | 58.3 | 37.81 | 58.3 | 37.81 | 109 | 0 | 665 | 377 | 41.3 | 100 | 1 | 1.1 | 17.393 | 0 | 17.393 | SHORT | SHORT | 58.3 |  | 58.3 |  | 58.3 |  | 58.3 | 1.1 | 58.3 | 1.1 | 58.3 | 1.1 | 58.3 | 58.3 | 58.3 | 4.85 | 63.15 | 63.15 | 63.15 | 58.3 | 21.2 | 58.3 | 21.2 | 58.3 | 21.2 | 58.3 | 58.3 | 58.3 | 5.31 | 63.61 | 63.61 | 63.61 | 58.3 | 58.3 | 58.3 | 5.03 | 63.33 | 63.33 | 63.33
2020-01-05 15:00 | -49.123 | 75.006 | -12.871 | -111.258 | 55.2 | 37.73 | 55.2 | 37.73 | 55.2 | 37.73 | 80.083 | 0 | 667 | 397 | 10 | 100 | 1 | 36.2 | 30.96 | 0 | 30.96 | SHORT | SHORT | 55.2 |  | 55.2 |  | 55.2 |  | 55.2 | 36.2 | 55.2 | 36.2 | 55.2 | 36.2 | 55.2 | 55.2 | 55.2 | 4.85 | 60.05 | 60.05 | 60.05 | 55.2 | 23.1 | 55.2 | 23.1 | 55.2 | 23.1 | 55.2 | 55.2 | 55.2 | 5.31 | 60.51 | 60.51 | 60.51 | 55.2 | 55.2 | 55.2 | 5.03 | 60.23 | 60.23 | 60.23
2020-01-05 16:00 | -75.498 | 27.499 | -0.145 | -102.852 | 54.5 | 37.69 | 54.5 | 37.69 | 54.5 | 37.69 | 58.083 | 0 | 583 | 418 | 37.5 | 100 | 1 | 35.5 | -17.415 | 17.415 | 0 | SHORT | SHORT | 54.5 |  | 54.5 |  | 54.5 |  | 54.5 | 35.5 | 54.5 | 35.5 | 54.5 | 35.5 | 54.5 | 54.5 | 54.5 | 4.85 | 59.35 | 59.35 | 59.35 | 54.5 | 36.5 | 54.5 | 36.5 | 54.5 | 36.5 | 54.5 | 54.5 | 54.5 | 5.31 | 59.81 | 59.81 | 59.81 | 54.5 | 54.5 | 54.5 | 5.03 | 59.53 | 59.53 | 59.53
2020-01-05 17:00 | -100.315 | 31.114 | -20.219 | -111.21 | 60 | 39.83 | 60 | 39.83 | 60 | 39.83 | 113 | 0 | 609 | 368 | 10 | 100 | 1 | 35.5 | 12.685 | 0 | 12.685 | SHORT | SHORT | 60 |  | 60 |  | 60 |  | 60 | 35.5 | 60 | 35.5 | 60 | 35.5 | 60 | 60 | 60 | 4.85 | 64.85 | 64.85 | 64.85 | 60 | 22.75 | 60 | 22.75 | 60 | 22.75 | 60 | 60 | 60 | 5.31 | 65.31 | 65.31 | 65.31 | 60 | 60 | 60 | 5.03 | 65.03 | 65.03 | 65.03
2020-01-05 18:00 | -92.536 | 33.436 | -7.093 | -118.879 | 60 | 40.07 | 60 | 40.07 | 60 | 40.07 | 104.5 | 0 | 581 | 368 | 37.5 | 100 | 1 | 35.5 | 11.964 | 0 | 11.964 | SHORT | SHORT | 60 |  | 60 |  | 60 |  | 60 | 35.5 | 60 | 35.5 | 60 | 35.5 | 60 | 60 | 60 | 4.85 | 64.85 | 64.85 | 64.85 | 60 | 36.5 | 60 | 36.5 | 60 | 36.5 | 60 | 60 | 60 | 5.31 | 65.31 | 65.31 | 65.31 | 60 | 60 | 60 | 5.03 | 65.03 | 65.03 | 65.03
2020-01-05 19:00 | -108.748 | 21.463 | -16.067 | -114.144 | 60 | 40.05 | 60 | 40.05 | 60 | 40.05 | 143.5 | 0 | 643 | 368 | 38.2 | 100 | 1 | 36.2 | 34.752 | 0 | 34.752 | SHORT | SHORT | 60 |  | 60 |  | 60 |  | 60 | 36.2 | 60 | 36.2 | 60 | 36.2 | 60 | 60 | 60 | 4.85 | 64.85 | 64.85 | 64.85 | 60 | 37.2 | 60 | 37.2 | 60 | 37.2 | 60 | 60 | 60 | 5.31 | 65.31 | 65.31 | 65.31 | 60 | 60 | 60 | 5.03 | 65.03 | 65.03 | 65.03
2020-01-05 20:00 | -28.112 | 85.658 | -16.527 | -97.243 | 60 | 42.33 | 60 | 42.33 | 60 | 42.33 | 126.75 | 0 | 645 | 327 | 10 | 100 | 1 | 3.1 | 98.638 | 0 | 98.638 | SHORT | SHORT | 60 |  | 60 |  | 60 |  | 60 | 3.1 | 60 | 3.1 | 60 | 3.1 | 60 | 60 | 60 | 4.85 | 64.85 | 64.85 | 64.85 | 60 | 6.55 | 60 | 6.55 | 60 | 6.55 | 60 | 60 | 60 | 5.31 | 65.31 | 65.31 | 65.31 | 60 | 60 | 60 | 5.03 | 65.03 | 65.03 | 65.03
2020-01-05 21:00 | 4.445 | 158.462 | -28.442 | -125.575 | 36.77 | 36.77 | 36.77 | 36.77 | 36.77 | 36.77 | 0 | 0 | 625 | 328 | 41.3 | 100 | 1 | 39.3 | 4.445 | 0 | 4.445 | LONG | LONG | [6 empty] | 41.3 | 39.3 | 41.3 | 39.3 | 41.3 | 39.3 | 39.3 | 39.3 | 39.3 | 4.85 | 34.45 | 34.45 | 34.45 | 40.3 | 40.3 | 40.3 | 40.3 | 40.3 | 40.3 | 40.3 | 40.3 | 40.3 | 5.31 | 34.99 | 34.99 | 34.99 | 36.77 | 36.77 | 36.77 | 5.03 | 31.74 | 31.74 | 31.74
2020-01-05 22:00 | 15.202 | 118.86 | 25.005 | -128.663 | 33.09 | 33.09 | 33.09 | 33.09 | 33.09 | 33.09 | 0 | 0 | 555 | 327 | 10 | 100 | 1 | 3.1 | 15.202 | 0 | 15.202 | LONG | LONG | [6 empty] | 10 | 3.1 | 10 | 3.1 | 10 | 3.1 | 3.1 | 3.1 | 3.1 | 4.85 | -1.75 | -1.75 | -1.75 | 6.55 | 6.55 | 6.55 | 6.55 | 6.55 | 6.55 | 6.55 | 6.55 | 6.55 | 5.31 | 1.24 | 1.24 | 1.24 | 33.09 | 33.09 | 33.09 | 5.03 | 28.06 | 28.06 | 28.06
2020-01-05 23:00 | 98.762 | 118.73 | 37.24 | -57.208 | 28.16 | 28.16 | 28.16 | 28.16 | 28.16 | 28.16 | 0 | 58.3 | 555 | 309 | 10 | 100 | 1 | 3.1 | 40.462 | 0 | 40.462 | LONG | LONG |  | 28.16 |  | 28.16 |  | 28.16 | 10 | 28.16 | 10 | 28.16 | 10 | 28.16 | 28.16 | 28.16 | 28.16 | 4.85 | 23.31 | 23.31 | 23.31 | 6.55 | 28.16 | 6.55 | 28.16 | 6.55 | 28.16 | 28.16 | 28.16 | 28.16 | 5.31 | 22.85 | 22.85 | 22.85 | 28.16 | 28.16 | 28.16 | 5.03 | 23.13 | 23.13 | 23.13
2020-01-06 | 61.266 | 47.942 | 24.711 | -11.387 | 26.68 | 26.68 | 26.68 | 26.68 | 26.68 | 26.68 | 0 | 29.167 | 605 | 377 | 10 | 100 | 1 | 3.1 | 32.099 | 0 | 32.099 | LONG | LONG |  | 26.68 |  | 26.68 |  | 26.68 | 10 | 26.68 | 10 | 26.68 | 10 | 26.68 | 26.68 | 26.68 | 26.68 | 4.85 | 21.83 | 21.83 | 21.83 | 6.55 | 26.68 | 6.55 | 26.68 | 6.55 | 26.68 | 26.68 | 26.68 | 26.68 | 5.31 | 21.37 | 21.37 | 21.37 | 26.68 | 26.68 | 26.68 | 5.03 | 21.65 | 21.65 | 21.65
2020-01-06 01:00 | -96.502 | -78.614 | 28.236 | -46.124 | 95 | 26.42 | 95 | 26.42 | 95 | 26.42 | 108.999 | 0 | 628 | 219 | 41.3 | 100 | 3.1 | 3.1 | 12.497 | 0 | 12.497 | SHORT | SHORT | 95 |  | 95 |  | 95 |  | 95 | 3.1 | 95 | 3.1 | 95 | 3.1 | 95 | 95 | 95 | 4.85 | 99.85 | 99.85 | 99.85 | 95 | 22.2 | 95 | 22.2 | 95 | 22.2 | 95 | 95 | 95 | 5.31 | 100.31 | 100.31 | 100.31 | 95 | 95 | 95 | 5.03 | 100.03 | 100.03 | 100.03
2020-01-06 02:00 | -69.053 | -21.131 | 7.137 | -55.059 | 58.3 | 26.5 | 58.3 | 26.5 | 58.3 | 26.5 | 56.333 | 0 | 603 | 219 | 41.3 | 100 | 3.1 | 3.1 | -12.72 | 12.72 | 0 | SHORT | SHORT | 58.3 |  | 58.3 |  | 58.3 |  | 58.3 | 3.1 | 58.3 | 3.1 | 58.3 | 3.1 | 58.3 | 58.3 | 58.3 | 4.85 | 63.15 | 63.15 | 63.15 | 58.3 | 22.2 | 58.3 | 22.2 | 58.3 | 22.2 | 58.3 | 58.3 | 58.3 | 5.31 | 63.61 | 63.61 | 63.61 | 58.3 | 58.3 | 58.3 | 5.03 | 63.33 | 63.33 | 63.33
2020-01-06 03:00 | -66.787 | -5.036 | -0.912 | -60.839 | 58.3 | 27.01 | 58.3 | 27.01 | 58.3 | 27.01 | 46 | 0 | 643 | 219 | 41.3 | 100 | 3.1 | 3.1 | -20.787 | 20.787 | 0 | SHORT | SHORT | 58.3 |  | 58.3 |  | 58.3 |  | 58.3 | 3.1 | 58.3 | 3.1 | 58.3 | 3.1 | 58.3 | 58.3 | 58.3 | 4.85 | 63.15 | 63.15 | 63.15 | 58.3 | 22.2 | 58.3 | 22.2 | 58.3 | 22.2 | 58.3 | 58.3 | 58.3 | 5.31 | 63.61 | 63.61 | 63.61 | 58.3 | 58.3 | 58.3 | 5.03 | 63.33 | 63.33 | 63.33
2020-01-06 04:00 | -44.931 | 30.952 | -10.568 | -65.315 | 58.3 | 27.06 | 58.3 | 27.06 | 58.3 | 27.06 | 46 | 0 | 643 | 219 | 41.3 | 100 | 3.1 | 3.1 | 1.069 | 0 | 1.069 | SHORT | SHORT | 58.3 |  | 58.3 |  | 58.3 |  | 58.3 | 3.1 | 58.3 | 3.1 | 58.3 | 3.1 | 58.3 | 58.3 | 58.3 | 4.85 | 63.15 | 63.15 | 63.15 | 58.3 | 22.2 | 58.3 | 22.2 | 58.3 | 22.2 | 58.3 | 58.3 | 58.3 | 5.31 | 63.61 | 63.61 | 63.61 | 58.3 | 58.3 | 58.3 | 5.03 | 63.33 | 63.33 | 63.33
2020-01-06 05:00 | -103.146 | 2.262 | -17.942 | -87.466 | 58.3 | 27.03 | 58.3 | 27.03 | 58.3 | 27.03 | 46 | 0 | 643 | 219 | 41.3 | 100 | 3.1 | 3.1 | -57.146 | 57.146 | 0 | SHORT | SHORT | 58.3 |  | 58.3 |  | 58.3 |  | 58.3 | 3.1 | 58.3 | 3.1 | 58.3 | 3.1 | 58.3 | 58.3 | 58.3 | 4.85 | 63.15 | 63.15 | 63.15 | 58.3 | 22.2 | 58.3 | 22.2 | 58.3 | 22.2 | 58.3 | 58.3 | 58.3 | 5.31 | 63.61 | 63.61 | 63.61 | 58.3 | 58.3 | 58.3 | 5.03 | 63.33 | 63.33 | 63.33
2020-01-06 06:00 | -129.478 | -0.362 | -22.876 | -106.24 | 65 | 27.62 | 65 | 27.62 | 65 | 27.62 | 111.833 | 0 | 643 | 377 | 41.3 | 100 | 1 | 3.1 | -17.645 | 17.645 | 0 | SHORT | SHORT | 65 |  | 65 |  | 65 |  | 65 | 3.1 | 65 | 3.1 | 65 | 3.1 | 65 | 65 | 65 | 4.85 | 69.85 | 69.85 | 69.85 | 65 | 22.2 | 65 | 22.2 | 65 | 22.2 | 65 | 65 | 65 | 5.31 | 70.31 | 70.31 | 70.31 | 65 | 65 | 65 | 5.03 | 70.03 | 70.03 | 70.03
2020-01-06 07:00 | -187.483 | 21.562 | -54.025 | -155.02 | 60 | 28.16 | 60 | 28.16 | 60 | 28.16 | 201.8 | 0 | 643 | 377 | 41.3 | 100 | 1 | 3.1 | 14.317 | 0 | 14.317 | SHORT | SHORT | 60 |  | 60 |  | 60 |  | 60 | 3.1 | 60 | 3.1 | 60 | 3.1 | 60 | 60 | 60 | 4.85 | 64.85 | 64.85 | 64.85 | 60 | 22.2 | 60 | 22.2 | 60 | 22.2 | 60 | 60 | 60 | 5.31 | 65.31 | 65.31 | 65.31 | 60 | 60 | 60 | 5.03 | 65.03 | 65.03 | 65.03
2020-01-06 08:00 | -165.045 | 48.704 | -32.09 | -181.659 | 70 | 29.08 | 70 | 29.08 | 70 | 29.08 | 146 | 0 | 643 | 377 | 41.3 | 100 | 1 | 3.1 | -19.045 | 19.045 | 0 | SHORT | SHORT | 70 |  | 70 |  | 70 |  | 70 | 3.1 | 70 | 3.1 | 70 | 3.1 | 70 | 70 | 70 | 4.85 | 74.85 | 74.85 | 74.85 | 70 | 22.2 | 70 | 22.2 | 70 | 22.2 | 70 | 70 | 70 | 5.31 | 75.31 | 75.31 | 75.31 | 70 | 70 | 70 | 5.03 | 75.03 | 75.03 | 75.03
2020-01-06 09:00 | -154.764 | 20.107 | -0.432 | -174.439 | 70 | 29.73 | 70 | 29.73 | 70 | 29.73 | 162.166 | 0 | 695 | 377 | 39.73 | 100 | 1 | 3.1 | 7.402 | 0 | 7.402 | SHORT | SHORT | 70 |  | 70 |  | 70 |  | 70 | 3.1 | 70 | 3.1 | 70 | 3.1 | 70 | 70 | 70 | 4.85 | 74.85 | 74.85 | 74.85 | 70 | 21.42 | 70 | 21.42 | 70 | 21.42 | 70 | 70 | 70 | 5.31 | 75.31 | 75.31 | 75.31 | 70 | 70 | 70 | 5.03 | 75.03 | 75.03 | 75.03
2020-01-06 10:00 | -50.181 | 70.841 | 4.763 | -125.785 | 58.3 | 30.52 | 58.3 | 30.52 | 58.3 | 30.52 | 53.5 | 0 | 625 | 377 | 41.3 | 100 | 1 | 3.1 | 3.319 | 0 | 3.319 | SHORT | SHORT | 58.3 |  | 58.3 |  | 58.3 |  | 58.3 | 3.1 | 58.3 | 3.1 | 58.3 | 3.1 | 58.3 | 58.3 | 58.3 | 4.85 | 63.15 | 63.15 | 63.15 | 58.3 | 22.2 | 58.3 | 22.2 | 58.3 | 22.2 | 58.3 | 58.3 | 58.3 | 5.31 | 63.61 | 63.61 | 63.61 | 58.3 | 58.3 | 58.3 | 5.03 | 63.33 | 63.33 | 63.33
2020-01-06 11:00 | -66.021 | 68.847 | -5.693 | -129.175 | 70 | 31.12 | 70 | 31.12 | 70 | 31.12 | 70.034 | 0 | 627 | 377 | 41.12 | 100 | 1 | 3.1 | 4.013 | 0 | 4.013 | SHORT | SHORT | 70 |  | 70 |  | 70 |  | 70 | 3.1 | 70 | 3.1 | 70 | 3.1 | 70 | 70 | 70 | 4.85 | 74.85 | 74.85 | 74.85 | 70 | 22.11 | 70 | 22.11 | 70 | 22.11 | 70 | 70 | 70 | 5.31 | 75.31 | 75.31 | 75.31 | 70 | 70 | 70 | 5.03 | 75.03 | 75.03 | 75.03
2020-01-06 12:00 | -91.189 | 62.022 | -7.012 | -146.199 | 58.3 | 31.23 | 58.3 | 31.23 | 58.3 | 31.23 | 81 | 0 | 625 | 377 | 41.3 | 100 | 1 | 3.1 | -10.189 | 10.189 | 0 | SHORT | SHORT | 58.3 |  | 58.3 |  | 58.3 |  | 58.3 | 3.1 | 58.3 | 3.1 | 58.3 | 3.1 | 58.3 | 58.3 | 58.3 | 4.85 | 63.15 | 63.15 | 63.15 | 58.3 | 22.2 | 58.3 | 22.2 | 58.3 | 22.2 | 58.3 | 58.3 | 58.3 | 5.31 | 63.61 | 63.61 | 63.61 | 58.3 | 58.3 | 58.3 | 5.03 | 63.33 | 63.33 | 63.33
2020-01-06 13:00 | -57.665 | 78.134 | -5.574 | -130.225 | 58.3 | 31.19 | 58.3 | 31.19 | 58.3 | 31.19 | 79.667 | 0 | 627 | 378 | 41.19 | 100 | 1 | 3.1 | 22.002 | 0 | 22.002 | SHORT | SHORT | 58.3 |  | 58.3 |  | 58.3 |  | 58.3 | 3.1 | 58.3 | 3.1 | 58.3 | 3.1 | 58.3 | 58.3 | 58.3 | 4.85 | 63.15 | 63.15 | 63.15 | 58.3 | 22.15 | 58.3 | 22.15 | 58.3 | 22.15 | 58.3 | 58.3 | 58.3 | 5.31 | 63.61 | 63.61 | 63.61 | 58.3 | 58.3 | 58.3 | 5.03 | 63.33 | 63.33 | 63.33
2020-01-06 14:00 | -24.865 | 116.331 | 3.873 | -145.069 | 58.3 | 31.08 | 58.3 | 31.08 | 58.3 | 31.08 | 54.667 | 0 | 625 | 378 | 41.3 | 100 | 1 | 3.1 | 29.802 | 0 | 29.802 | SHORT | SHORT | 58.3 |  | 58.3 |  | 58.3 |  | 58.3 | 3.1 | 58.3 | 3.1 | 58.3 | 3.1 | 58.3 | 58.3 | 58.3 | 4.85 | 63.15 | 63.15 | 63.15 | 58.3 | 22.2 | 58.3 | 22.2 | 58.3 | 22.2 | 58.3 | 58.3 | 58.3 | 5.31 | 63.61 | 63.61 | 63.61 | 58.3 | 58.3 | 58.3 | 5.03 | 63.33 | 63.33 | 63.33
2020-01-06 15:00 | -1.852 | 111.814 | 22.359 | -136.025 | 53.3 | 31.21 | 53.3 | 31.21 | 53.3 | 31.21 | 8.8 | 0 | 627 | 380 | 41.21 | 100 | 1 | 39.3 | 6.948 | 0 | 6.948 | SHORT | SHORT | 53.3 |  | 53.3 |  | 53.3 |  | 53.3 | 39.3 | 53.3 | 39.3 | 53.3 | 39.3 | 53.3 | 53.3 | 53.3 | 4.85 | 58.15 | 58.15 | 58.15 | 53.3 | 40.26 | 53.3 | 40.26 | 53.3 | 40.26 | 53.3 | 53.3 | 53.3 | 5.31 | 58.61 | 58.61 | 58.61 | 53.3 | 53.3 | 53.3 | 5.03 | 58.33 | 58.33 | 58.33
2020-01-06 16:00 | 34.23 | 86.384 | 52.068 | -104.222 | 53.3 | 27.5 | 53.3 | 27.5 | 53.3 | 27.5 | 6 | 31.667 | 597 | 410 | 41.3 | 100 | -30 | 39.3 | 8.563 | 0 | 8.563 | LONG | LONG |  | 27.5 |  | 27.5 |  | 27.5 | 41.3 | 27.5 | 41.3 | 27.5 | 41.3 | 27.5 | 27.5 | 27.5 | 27.5 | 4.85 | 22.65 | 22.65 | 22.65 | 40.3 | 27.5 | 40.3 | 27.5 | 40.3 | 27.5 | 27.5 | 27.5 | 27.5 | 5.31 | 22.19 | 22.19 | 22.19 | 27.5 | 27.5 | 27.5 | 5.03 | 22.47 | 22.47 | 22.47
2020-01-06 17:00 | -2.764 | 63.039 | 19.082 | -84.885 | 53.3 | 33.58 | 53.3 | 33.58 | 53.3 | 33.58 | 6.967 | 0 | 535 | 460 | 41.3 | 100 | -40 | 39.3 | 4.203 | 0 | 4.203 | SHORT | SHORT | 53.3 |  | 53.3 |  | 53.3 |  | 53.3 | 39.3 | 53.3 | 39.3 | 53.3 | 39.3 | 53.3 | 53.3 | 53.3 | 4.85 | 58.15 | 58.15 | 58.15 | 53.3 | 40.3 | 53.3 | 40.3 | 53.3 | 40.3 | 53.3 | 53.3 | 53.3 | 5.31 | 58.61 | 58.61 | 58.61 | 53.3 | 53.3 | 53.3 | 5.03 | 58.33 | 58.33 | 58.33
2020-01-06 18:00 | 2.37 | 44.38 | 18.866 | -60.876 | 34.05 | 34.05 | 34.05 | 34.05 | 34.05 | 34.05 | 0 | 0 | 469 | 444 | 41.3 | 100 | -40 | 39.3 | 2.37 | 0 | 2.37 | LONG | LONG | [6 empty] | 41.3 | 39.3 | 41.3 | 39.3 | 41.3 | 39.3 | 39.3 | 39.3 | 39.3 | 4.85 | 34.45 | 34.45 | 34.45 | 40.3 | 40.3 | 40.3 | 40.3 | 40.3 | 40.3 | 40.3 | 40.3 | 40.3 | 5.31 | 34.99 | 34.99 | 34.99 | 34.05 | 34.05 | 34.05 | 5.03 | 29.02 | 29.02 | 29.02
2020-01-06 19:00 | -33.386 | 27.767 | 21.677 | -82.83 | 53.3 | 31.31 | 53.3 | 31.31 | 53.3 | 31.31 | 29.533 | 0 | 496 | 418 | 41.3 | 100 | -30 | 3.1 | -3.853 | 3.853 | 0 | SHORT | SHORT | 53.3 |  | 53.3 |  | 53.3 |  | 53.3 | 3.1 | 53.3 | 3.1 | 53.3 | 3.1 | 53.3 | 53.3 | 53.3 | 4.85 | 58.15 | 58.15 | 58.15 | 53.3 | 22.2 | 53.3 | 22.2 | 53.3 | 22.2 | 53.3 | 53.3 | 53.3 | 5.31 | 58.61 | 58.61 | 58.61 | 53.3 | 53.3 | 53.3 | 5.03 | 58.33 | 58.33 | 58.33
2020-01-06 20:00 | -92.425 | 13.261 | 28.551 | -134.237 | 58.2 | 34.05 | 58.2 | 34.05 | 58.2 | 34.05 | 111.333 | 0 | 462 | 461 | 41.3 | 100 | -40 | 39.3 | 18.908 | 0 | 18.908 | SHORT | SHORT | 58.2 |  | 58.2 |  | 58.2 |  | 58.2 | 39.3 | 58.2 | 39.3 | 58.2 | 39.3 | 58.2 | 58.2 | 58.2 | 4.85 | 63.05 | 63.05 | 63.05 | 58.2 | 40.3 | 58.2 | 40.3 | 58.2 | 40.3 | 58.2 | 58.2 | 58.2 | 5.31 | 63.51 | 63.51 | 63.51 | 58.2 | 58.2 | 58.2 | 5.03 | 63.23 | 63.23 | 63.23
2020-01-06 21:00 | -52.948 | 23.596 | 26.955 | -103.499 | 57.3 | 34 | 57.3 | 34 | 57.3 | 34 | 46 | 0 | 499 | 438 | 41.3 | 100 | -40 | 39.3 | -6.948 | 6.948 | 0 | SHORT | SHORT | 57.3 |  | 57.3 |  | 57.3 |  | 57.3 | 39.3 | 57.3 | 39.3 | 57.3 | 39.3 | 57.3 | 57.3 | 57.3 | 4.85 | 62.15 | 62.15 | 62.15 | 57.3 | 40.3 | 57.3 | 40.3 | 57.3 | 40.3 | 57.3 | 57.3 | 57.3 | 5.31 | 62.61 | 62.61 | 62.61 | 57.3 | 57.3 | 57.3 | 5.03 | 62.33 | 62.33 | 62.33
2020-01-06 22:00 | -66.709 | 29.757 | 22.438 | -118.904 | 58.3 | 30.28 | 58.3 | 30.28 | 58.3 | 30.28 | 95.5 | 0 | 537 | 361 | 40.28 | 100 | 1 | 39.3 | 28.791 | 0 | 28.791 | SHORT | SHORT | 58.3 |  | 58.3 |  | 58.3 |  | 58.3 | 39.3 | 58.3 | 39.3 | 58.3 | 39.3 | 58.3 | 58.3 | 58.3 | 4.85 | 63.15 | 63.15 | 63.15 | 58.3 | 39.79 | 58.3 | 39.79 | 58.3 | 39.79 | 58.3 | 58.3 | 58.3 | 5.31 | 63.61 | 63.61 | 63.61 | 58.3 | 58.3 | 58.3 | 5.03 | 63.33 | 63.33 | 63.33
2020-01-06 23:00 | 88.165 | 140.693 | -10.668 | -41.86 | 29.46 | 3.1 | 29.46 | 3.1 | 29.46 | 3.1 | 0 | 80 | 465 | 360 | 58.2 | 100 | 1 | 3.1 | 8.165 | 0 | 8.165 | LONG | LONG |  | 3.1 |  | 3.1 |  | 3.1 | 58.2 | 3.1 | 58.2 | 3.1 | 58.2 | 3.1 | 3.1 | 3.1 | 3.1 | 4.85 | -1.75 | -1.75 | -1.75 | 30.65 | 3.1 | 30.65 | 3.1 | 30.65 | 3.1 | 3.1 | 3.1 | 3.1 | 5.31 | -2.21 | -2.21 | -2.21 | 3.1 | 3.1 | 3.1 | 5.03 | -1.93 | -1.93 | -1.93
2020-01-07 | -34.857 | 68.399 | -23.092 | -80.164 | 28.19 | 28.19 | 28.19 | 28.19 | 28.19 | 28.19 | 66.633 | 0 | 555 | 328 | 38.19 | 100 | 1 | 3.1 | 31.776 | 0 | 31.776 | SHORT | SHORT | 28.19 |  | 28.19 |  | 28.19 |  | 28.19 | 3.1 | 28.19 | 3.1 | 28.19 | 3.1 | 28.19 | 28.19 | 28.19 | 4.85 | 33.04 | 33.04 | 33.04 | 28.19 | 20.65 | 28.19 | 20.65 | 28.19 | 20.65 | 28.19 | 28.19 | 28.19 | 5.31 | 33.5 | 33.5 | 33.5 | 28.19 | 28.19 | 28.19 | 5.03 | 33.22 | 33.22 | 33.22
2020-01-07 01:00 | 2.643 | 41.018 | -3.176 | -35.199 | 27.16 | 27.16 | 27.16 | 27.16 | 27.16 | 27.16 | 0 | 0 | 553 | 220 | 41.5 | 100 | 3.1 | 3.1 | 2.643 | 0 | 2.643 | LONG | LONG | [6 empty] | 41.5 | 3.1 | 41.5 | 3.1 | 41.5 | 3.1 | 3.1 | 3.1 | 3.1 | 4.85 | -1.75 | -1.75 | -1.75 | 22.3 | 22.3 | 22.3 | 22.3 | 22.3 | 22.3 | 22.3 | 22.3 | 22.3 | 5.31 | 16.99 | 16.99 | 16.99 | 27.16 | 27.16 | 27.16 | 5.03 | 22.13 | 22.13 | 22.13
2020-01-07 02:00 | -28.755 | 29.042 | 0.787 | -58.584 | 27.08 | 27.08 | 27.08 | 27.08 | 27.08 | 27.08 | 0 | 0 | 553 | 220 | 41.5 | 100 | 3.1 | 3.1 | -28.755 | 28.755 | 0 | SHORT | SHORT | [6 empty] | 41.5 | 3.1 | 41.5 | 3.1 | 41.5 | 3.1 | 41.5 | 41.5 | 41.5 | 4.85 | 46.35 | 46.35 | 46.35 | 22.3 | 22.3 | 22.3 | 22.3 | 22.3 | 22.3 | 22.3 | 22.3 | 22.3 | 5.31 | 27.61 | 27.61 | 27.61 | 27.08 | 27.08 | 27.08 | 5.03 | 32.11 | 32.11 | 32.11
2020-01-07 03:00 | 3.064 | 57.755 | 6.674 | -61.365 | 27.02 | 27.02 | 27.02 | 27.02 | 27.02 | 27.02 | 0 | 0 | 643 | 220 | 41.5 | 100 | 3.1 | 3.1 | 3.064 | 0 | 3.064 | LONG | LONG | [6 empty] | 41.5 | 3.1 | 41.5 | 3.1 | 41.5 | 3.1 | 3.1 | 3.1 | 3.1 | 4.85 | -1.75 | -1.75 | -1.75 | 22.3 | 22.3 | 22.3 | 22.3 | 22.3 | 22.3 | 22.3 | 22.3 | 22.3 | 5.31 | 16.99 | 16.99 | 16.99 | 27.02 | 27.02 | 27.02 | 5.03 | 21.99 | 21.99 | 21.99
2020-01-07 04:00 | -7.309 | 64.048 | 7.336 | -78.693 | 26.98 | 26.98 | 26.98 | 26.98 | 26.98 | 26.98 | 0 | 0 | 643 | 220 | 41.5 | 100 | 3.1 | 3.1 | -7.309 | 7.309 | 0 | SHORT | SHORT | [6 empty] | 41.5 | 3.1 | 41.5 | 3.1 | 41.5 | 3.1 | 41.5 | 41.5 | 41.5 | 4.85 | 46.35 | 46.35 | 46.35 | 22.3 | 22.3 | 22.3 | 22.3 | 22.3 | 22.3 | 22.3 | 22.3 | 22.3 | 5.31 | 27.61 | 27.61 | 27.61 | 26.98 | 26.98 | 26.98 | 5.03 | 32.01 | 32.01 | 32.01
2020-01-07 05:00 | 21.638 | 89.236 | 5.976 | -73.574 | 27.18 | 27.18 | 27.18 | 27.18 | 27.18 | 27.18 | 0 | 0 | 643 | 378 | 41.5 | 100 | 1 | 3.1 | 21.638 | 0 | 21.638 | LONG | LONG | [6 empty] | 41.5 | 3.1 | 41.5 | 3.1 | 41.5 | 3.1 | 3.1 | 3.1 | 3.1 | 4.85 | -1.75 | -1.75 | -1.75 | 22.3 | 22.3 | 22.3 | 22.3 | 22.3 | 22.3 | 22.3 | 22.3 | 22.3 | 5.31 | 16.99 | 16.99 | 16.99 | 27.18 | 27.18 | 27.18 | 5.03 | 22.15 | 22.15 | 22.15
2020-01-07 06:00 | 1.391 | 64.645 | 3.869 | -67.123 | 28.8 | 28.8 | 28.8 | 28.8 | 28.8 | 28.8 | 0 | 0 | 643 | 378 | 41.5 | 100 | 1 | 3.1 | 1.391 | 0 | 1.391 | LONG | LONG | [6 empty] | 41.5 | 3.1 | 41.5 | 3.1 | 41.5 | 3.1 | 3.1 | 3.1 | 3.1 | 4.85 | -1.75 | -1.75 | -1.75 | 22.3 | 22.3 | 22.3 | 22.3 | 22.3 | 22.3 | 22.3 | 22.3 | 22.3 | 5.31 | 16.99 | 16.99 | 16.99 | 28.8 | 28.8 | 28.8 | 5.03 | 23.77 | 23.77 | 23.77
2020-01-07 07:00 | 41.737 | 100.449 | -14.746 | -43.966 | 29.96 | 25.5 | 29.96 | 25.5 | 29.96 | 25.5 | 0 | 21.667 | 645 | 378 | 39.96 | 100 | 1 | 3.1 | 20.07 | 0 | 20.07 | LONG | LONG |  | 25.5 |  | 25.5 |  | 25.5 | 39.96 | 25.5 | 39.96 | 25.5 | 39.96 | 25.5 | 25.5 | 25.5 | 25.5 | 4.85 | 20.65 | 20.65 | 20.65 | 21.53 | 25.5 | 21.53 | 25.5 | 21.53 | 25.5 | 25.5 | 25.5 | 25.5 | 5.31 | 20.19 | 20.19 | 20.19 | 25.5 | 25.5 | 25.5 | 5.03 | 20.47 | 20.47 | 20.47
2020-01-07 08:00 | -39.337 | 33.685 | -25.548 | -47.474 | 58.2 | 37.6 | 58.2 | 37.6 | 58.2 | 37.6 | 63.4 | 0 | 433 | 404 | 38.3 | 99 | -1.34 | 36.3 | 24.063 | 0 | 24.063 | SHORT | SHORT | 58.2 |  | 58.2 |  | 58.2 |  | 58.2 | 36.3 | 58.2 | 36.3 | 58.2 | 36.3 | 58.2 | 58.2 | 58.2 | 4.85 | 63.05 | 63.05 | 63.05 | 58.2 | 37.3 | 58.2 | 37.3 | 58.2 | 37.3 | 58.2 | 58.2 | 58.2 | 5.31 | 63.51 | 63.51 | 63.51 | 58.2 | 58.2 | 58.2 | 5.03 | 63.23 | 63.23 | 63.23
2020-01-07 09:00 | -20.552 | 70.435 | -10.765 | -80.222 | 56 | 46.99 | 56 | 46.99 | 56 | 46.99 | 16.833 | 0 | 365 | 410 | 41 | 99 | -20 | 36.3 | -3.719 | 3.719 | 0 | SHORT | SHORT | 56 |  | 56 |  | 56 |  | 56 | 36.3 | 56 | 36.3 | 56 | 36.3 | 56 | 56 | 56 | 4.85 | 60.85 | 60.85 | 60.85 | 56 | 38.65 | 56 | 38.65 | 56 | 38.65 | 56 | 56 | 56 | 5.31 | 61.31 | 61.31 | 61.31 | 56 | 56 | 56 | 5.03 | 61.03 | 61.03 | 61.03
2020-01-07 10:00 | -29.405 | 61.406 | 8.593 | -99.404 | 44.05 | 44.05 | 44.05 | 44.05 | 44.05 | 44.05 | 30 | 0 | 343 | 427 | 54.05 | 95 | -30 | 35.7 | 0.595 | 0 | 0.595 | SHORT | SHORT | 44.05 |  | 44.05 |  | 44.05 |  | 44.05 | 35.7 | 44.05 | 35.7 | 44.05 | 35.7 | 44.05 | 44.05 | 44.05 | 4.85 | 48.9 | 48.9 | 48.9 | 44.05 | 44.88 | 44.05 | 44.88 | 44.05 | 44.88 | 44.05 | 44.05 | 44.05 | 5.31 | 49.36 | 49.36 | 49.36 | 44.05 | 44.05 | 44.05 | 5.03 | 49.08 | 49.08 | 49.08
2020-01-07 11:00 | -20.525 | 53.605 | 2.583 | -76.713 | 80 | 47.06 | 80 | 47.06 | 80 | 47.06 | 45.966 | 0 | 364 | 382 | 37.7 | 100 | -30 | 35.7 | 25.441 | 0 | 25.441 | SHORT | SHORT | 80 |  | 80 |  | 80 |  | 80 | 35.7 | 80 | 35.7 | 80 | 35.7 | 80 | 80 | 80 | 4.85 | 84.85 | 84.85 | 84.85 | 80 | 36.7 | 80 | 36.7 | 80 | 36.7 | 80 | 80 | 80 | 5.31 | 85.31 | 85.31 | 85.31 | 80 | 80 | 80 | 5.03 | 85.03 | 85.03 | 85.03
2020-01-07 12:00 | 3.634 | 63.613 | 6.161 | -66.14 | 50.2 | 44.08 | 50.2 | 44.08 | 50.2 | 44.08 | 8.75 | 0 | 422 | 358 | 38.2 | 100 | -20 | 36.2 | 12.384 | 0 | 12.384 | SHORT | LONG | 50.2 |  | 50.2 |  | 50.2 |  | 50.2 | 36.2 | 50.2 | 36.2 | 50.2 | 36.2 | 50.2 | 50.2 | 50.2 | 4.85 | 55.05 | 55.05 | 55.05 | 50.2 | 37.2 | 50.2 | 37.2 | 50.2 | 37.2 | 50.2 | 50.2 | 50.2 | 5.31 | 55.51 | 55.51 | 55.51 | 44.08 | 44.08 | 44.08 | 5.03 | 39.05 | 39.05 | 39.05
2020-01-07 13:00 | 29.797 | 92.417 | 12.918 | -75.538 | 42.03 | 27.3 | 42.03 | 27.3 | 42.03 | 27.3 | 0 | 25.7 | 480 | 324 | 40.4 | 100 | -1.34 | 38.4 | 4.097 | 0 | 4.097 | LONG | LONG |  | 27.3 |  | 27.3 |  | 27.3 | 40.4 | 27.3 | 40.4 | 27.3 | 40.4 | 27.3 | 27.3 | 27.3 | 27.3 | 4.85 | 22.45 | 22.45 | 22.45 | 39.4 | 27.3 | 39.4 | 27.3 | 39.4 | 27.3 | 27.3 | 27.3 | 27.3 | 5.31 | 21.99 | 21.99 | 21.99 | 27.3 | 27.3 | 27.3 | 5.03 | 22.27 | 22.27 | 22.27
2020-01-07 14:00 | 119.008 | 149.585 | 25.425 | -56.002 | 42.37 | 28 | 42.37 | 28 | 42.37 | 28 | 0 | 75.75 | 473 | 338 | 40.4 | 100 | -1.34 | 38.4 | 43.258 | 0 | 43.258 | LONG | LONG |  | 28 |  | 28 |  | 28 | 40.4 | 28 | 40.4 | 28 | 40.4 | 28 | 28 | 28 | 28 | 4.85 | 23.15 | 23.15 | 23.15 | 39.4 | 28 | 39.4 | 28 | 39.4 | 28 | 28 | 28 | 28 | 5.31 | 22.69 | 22.69 | 22.69 | 28 | 28 | 28 | 5.03 | 22.97 | 22.97 | 22.97
2020-01-07 15:00 | 118.263 | 105.371 | 47.635 | -34.743 | 33.05 | 15 | 33.05 | 15 | 33.05 | 15 | 0 | 93.667 | 466 | 355 | 40.4 | 100 | -1.34 | 38.4 | 24.596 | 0 | 24.596 | LONG | LONG |  | 15 |  | 15 |  | 15 | 40.4 | 15 | 40.4 | 15 | 40.4 | 15 | 15 | 15 | 15 | 4.85 | 10.15 | 10.15 | 10.15 | 39.4 | 15 | 39.4 | 15 | 39.4 | 15 | 15 | 15 | 15 | 5.31 | 9.69 | 9.69 | 9.69 | 15 | 15 | 15 | 5.03 | 9.97 | 9.97 | 9.97
2020-01-07 16:00 | 108.218 | 77.422 | 49.445 | -18.649 | 33.05 | 1 | 33.05 | 1 | 33.05 | 1 | 0 | 107.066 | 467 | 351 | 40.4 | 100 | -1.34 | 38.4 | 1.152 | 0 | 1.152 | LONG | LONG |  | 1 |  | 1 |  | 1 | 40.4 | 1 | 40.4 | 1 | 40.4 | 1 | 1 | 1 | 1 | 4.85 | -3.85 | -3.85 | -3.85 | 39.4 | 1 | 39.4 | 1 | 39.4 | 1 | 1 | 1 | 1 | 5.31 | -4.31 | -4.31 | -4.31 | 1 | 1 | 1 | 5.03 | -4.03 | -4.03 | -4.03
2020-01-07 17:00 | 103.962 | 57.292 | 31.636 | 15.034 | 37 | 1 | 37 | 1 | 37 | 1 | 0 | 86.333 | 469 | 346 | 40.4 | 100 | -1.34 | 32.4 | 17.629 | 0 | 17.629 | LONG | LONG |  | 1 |  | 1 |  | 1 | 40.4 | 1 | 40.4 | 1 | 40.4 | 1 | 1 | 1 | 1 | 4.85 | -3.85 | -3.85 | -3.85 | 36.4 | 1 | 36.4 | 1 | 36.4 | 1 | 1 | 1 | 1 | 5.31 | -4.31 | -4.31 | -4.31 | 1 | 1 | 1 | 5.03 | -4.03 | -4.03 | -4.03
2020-01-07 18:00 | 104.335 | 67.153 | 38.273 | -1.091 | 33.04 | 1 | 33.04 | 1 | 33.04 | 1 | 0 | 90.833 | 464 | 347 | 40.4 | 100 | -1.34 | 38.4 | 13.502 | 0 | 13.502 | LONG | LONG |  | 1 |  | 1 |  | 1 | 40.4 | 1 | 40.4 | 1 | 40.4 | 1 | 1 | 1 | 1 | 4.85 | -3.85 | -3.85 | -3.85 | 39.4 | 1 | 39.4 | 1 | 39.4 | 1 | 1 | 1 | 1 | 5.31 | -4.31 | -4.31 | -4.31 | 1 | 1 | 1 | 5.03 | -4.03 | -4.03 | -4.03
2020-01-07 19:00 | 104.226 | 58.039 | 29.303 | 16.884 | 30.18 | 25 | 30.18 | 25 | 30.18 | 25 | 0 | 59 | 695 | 389 | 40.18 | 100 | -8.34 | 38.4 | 45.226 | 0 | 45.226 | LONG | LONG |  | 25 |  | 25 |  | 25 | 40.18 | 25 | 40.18 | 25 | 40.18 | 25 | 25 | 25 | 25 | 4.85 | 20.15 | 20.15 | 20.15 | 39.29 | 25 | 39.29 | 25 | 39.29 | 25 | 25 | 25 | 25 | 5.31 | 19.69 | 19.69 | 19.69 | 25 | 25 | 25 | 5.03 | 19.97 | 19.97 | 19.97
2020-01-07 20:00 | 125.898 | 76.729 | 24.135 | 25.034 | 29.46 | 1 | 29.46 | 1 | 29.46 | 1 | 0 | 115.833 | 695 | 380 | 39.46 | 100 | -8.34 | 1 | 10.065 | 0 | 10.065 | LONG | LONG |  | 1 |  | 1 |  | 1 | 39.46 | 1 | 39.46 | 1 | 39.46 | 1 | 1 | 1 | 1 | 4.85 | -3.85 | -3.85 | -3.85 | 20.23 | 1 | 20.23 | 1 | 20.23 | 1 | 1 | 1 | 1 | 5.31 | -4.31 | -4.31 | -4.31 | 1 | 1 | 1 | 5.03 | -4.03 | -4.03 | -4.03
2020-01-07 21:00 | 123.772 | 77.968 | 15.859 | 29.945 | 28.63 | 1 | 28.63 | 1 | 28.63 | 1 | 0 | 95 | 695 | 380 | 38.63 | 100 | -8.34 | 1 | 28.772 | 0 | 28.772 | LONG | LONG |  | 1 |  | 1 |  | 1 | 38.63 | 1 | 38.63 | 1 | 38.63 | 1 | 1 | 1 | 1 | 4.85 | -3.85 | -3.85 | -3.85 | 19.82 | 1 | 19.82 | 1 | 19.82 | 1 | 1 | 1 | 1 | 5.31 | -4.31 | -4.31 | -4.31 | 1 | 1 | 1 | 5.03 | -4.03 | -4.03 | -4.03
2020-01-07 22:00 | 122.173 | 78.369 | 17.131 | 26.673 | 27.98 | 1 | 27.98 | 1 | 27.98 | 1 | 0 | 102.633 | 693 | 380 | 41.5 | 100 | -8.34 | 1 | 19.54 | 0 | 19.54 | LONG | LONG |  | 1 |  | 1 |  | 1 | 41.5 | 1 | 41.5 | 1 | 41.5 | 1 | 1 | 1 | 1 | 4.85 | -3.85 | -3.85 | -3.85 | 21.25 | 1 | 21.25 | 1 | 21.25 | 1 | 1 | 1 | 1 | 5.31 | -4.31 | -4.31 | -4.31 | 1 | 1 | 1 | 5.03 | -4.03 | -4.03 | -4.03
2020-01-07 23:00 | 137.479 | 36.288 | 23.609 | 77.582 | 26.93 | 1 | 26.93 | 1 | 26.93 | 1 | 0 | 81.667 | 313 | 380 | 41.5 | 99 | -8.34 | 1 | 55.812 | 0 | 55.812 | LONG | LONG |  | 1 |  | 1 |  | 1 | 41.5 | 1 | 41.5 | 1 | 41.5 | 1 | 1 | 1 | 1 | 4.85 | -3.85 | -3.85 | -3.85 | 21.25 | 1 | 21.25 | 1 | 21.25 | 1 | 1 | 1 | 1 | 5.31 | -4.31 | -4.31 | -4.31 | 1 | 1 | 1 | 5.03 | -4.03 | -4.03 | -4.03
2020-01-08 | 39.71 | 22.753 | 4.775 | 12.182 | 24.21 | 17 | 24.21 | 17 | 24.21 | 17 | 0 | 12.5 | 273 | 0 | 65 | 100 | 0 | 0 | 27.21 | 0 | 27.21 | LONG | LONG |  | 17 |  | 17 |  | 17 | 65 | 17 | 65 | 17 | 65 | 17 | 17 | 17 | 17 | 4.85 | 12.15 | 12.15 | 12.15 | 32.5 | 17 | 32.5 | 17 | 32.5 | 17 | 17 | 17 | 17 | 5.31 | 11.69 | 11.69 | 11.69 | 17 | 17 | 17 | 5.03 | 11.97 | 11.97 | 11.97
2020-01-08 01:00 | 48.923 | -1.149 | 32.279 | 17.793 | 22.07 | 18.95 | 22.07 | 18.95 | 22.07 | 18.95 | 0 | 20.833 | 535 | 0 | 41.2 | 100 | 0 | 0 | 28.09 | 0 | 28.09 | LONG | LONG |  | 18.95 |  | 18.95 |  | 18.95 | 41.2 | 18.95 | 41.2 | 18.95 | 41.2 | 18.95 | 18.95 | 18.95 | 18.95 | 4.85 | 14.1 | 14.1 | 14.1 | 20.6 | 18.95 | 20.6 | 18.95 | 20.6 | 18.95 | 18.95 | 18.95 | 18.95 | 5.31 | 13.64 | 13.64 | 13.64 | 18.95 | 18.95 | 18.95 | 5.03 | 13.92 | 13.92 | 13.92
2020-01-08 02:00 | 61.823 | -3.387 | 22.763 | 42.447 | 4.96 | 4.96 | 4.96 | 4.96 | 4.96 | 4.96 | 0 | 50 | 534 | 0 | 41.2 | 100 | 0 | 0 | 11.823 | 0 | 11.823 | LONG | LONG |  | 4.96 |  | 4.96 |  | 4.96 | 41.2 | 4.96 | 41.2 | 4.96 | 41.2 | 4.96 | 4.96 | 4.96 | 4.96 | 4.85 | 0.11 | 0.11 | 0.11 | 20.6 | 4.96 | 20.6 | 4.96 | 20.6 | 4.96 | 4.96 | 4.96 | 4.96 | 5.31 | -0.35 | -0.35 | -0.35 | 4.96 | 4.96 | 4.96 | 5.03 | -0.07 | -0.07 | -0.07
2020-01-08 03:00 | 109.31 | 30.782 | 22.576 | 55.952 | 0.1 | -0.1 | 0.1 | -0.1 | 0.1 | -0.1 | 0 | 50 | 533 | 0 | 41.2 | 100 | 0 | 0 | 59.31 | 0 | 59.31 | LONG | LONG |  | -0.1 |  | -0.1 |  | -0.1 | 41.2 | -0.1 | 41.2 | -0.1 | 41.2 | -0.1 | -0.1 | -0.1 | -0.1 | 4.85 | -4.95 | -4.95 | -4.95 | 20.6 | -0.1 | 20.6 | -0.1 | 20.6 | -0.1 | -0.1 | -0.1 | -0.1 | 5.31 | -5.41 | -5.41 | -5.41 | -0.1 | -0.1 | -0.1 | 5.03 | -5.13 | -5.13 | -5.13
2020-01-08 04:00 | 109.954 | 35.528 | 27.537 | 46.889 | 0.11 | -0.1 | 0.11 | -0.1 | 0.11 | -0.1 | 0 | 91.7 | 532 | 0 | 41.2 | 100 | 0 | 0 | 18.254 | 0 | 18.254 | LONG | LONG |  | -0.1 |  | -0.1 |  | -0.1 | 41.2 | -0.1 | 41.2 | -0.1 | 41.2 | -0.1 | -0.1 | -0.1 | -0.1 | 4.85 | -4.95 | -4.95 | -4.95 | 20.6 | -0.1 | 20.6 | -0.1 | 20.6 | -0.1 | -0.1 | -0.1 | -0.1 | 5.31 | -5.41 | -5.41 | -5.41 | -0.1 | -0.1 | -0.1 | 5.03 | -5.13 | -5.13 | -5.13
2020-01-08 05:00 | 155.414 | 62.405 | 30.459 | 62.55 | 1.75 | -0.1 | 1.75 | -0.1 | 1.75 | -0.1 | 0 | 100 | 530 | 0 | 41.2 | 100 | 0 | 0 | 55.414 | 0 | 55.414 | LONG | LONG |  | -0.1 |  | -0.1 |  | -0.1 | 41.2 | -0.1 | 41.2 | -0.1 | 41.2 | -0.1 | -0.1 | -0.1 | -0.1 | 4.85 | -4.95 | -4.95 | -4.95 | 20.6 | -0.1 | 20.6 | -0.1 | 20.6 | -0.1 | -0.1 | -0.1 | -0.1 | 5.31 | -5.41 | -5.41 | -5.41 | -0.1 | -0.1 | -0.1 | 5.03 | -5.13 | -5.13 | -5.13
2020-01-08 06:00 | 122.597 | 79.4 | -21.079 | 64.276 | 22.03 | 19 | 22.03 | 19 | 22.03 | 19 | 0 | 100 | 530 | 108 | 41.2 | 100 | 1 | 1 | 22.597 | 0 | 22.597 | LONG | LONG |  | 19 |  | 19 |  | 19 | 41.2 | 19 | 41.2 | 19 | 41.2 | 19 | 19 | 19 | 19 | 4.85 | 14.15 | 14.15 | 14.15 | 21.1 | 19 | 21.1 | 19 | 21.1 | 19 | 19 | 19 | 19 | 5.31 | 13.69 | 13.69 | 13.69 | 19 | 19 | 19 | 5.03 | 13.97 | 13.97 | 13.97
2020-01-08 07:00 | 151.87 | 35.82 | 36.756 | 79.294 | 25.57 | 1 | 25.57 | 1 | 25.57 | 1 | 0 | 118.167 | 315 | 325 | 35.57 | 100 | -9.94 | 1 | 33.703 | 0 | 33.703 | LONG | LONG |  | 1 |  | 1 |  | 1 | 35.57 | 1 | 35.57 | 1 | 35.57 | 1 | 1 | 1 | 1 | 4.85 | -3.85 | -3.85 | -3.85 | 18.29 | 1 | 18.29 | 1 | 18.29 | 1 | 1 | 1 | 1 | 5.31 | -4.31 | -4.31 | -4.31 | 1 | 1 | 1 | 5.03 | -4.03 | -4.03 | -4.03
2020-01-08 08:00 | 223.073 | 102.067 | 19.152 | 101.854 | 26.99 | 1 | 26.99 | 1 | 26.99 | 1 | 0 | 177.4 | 695 | 375 | 36.99 | 100 | -9.94 | 1 | 45.673 | 0 | 45.673 | LONG | LONG |  | 1 |  | 1 |  | 1 | 36.99 | 1 | 36.99 | 1 | 36.99 | 1 | 1 | 1 | 1 | 4.85 | -3.85 | -3.85 | -3.85 | 19 | 1 | 19 | 1 | 19 | 1 | 1 | 1 | 1 | 5.31 | -4.31 | -4.31 | -4.31 | 1 | 1 | 1 | 5.03 | -4.03 | -4.03 | -4.03
2020-01-08 09:00 | 179.798 | 83.591 | 10.777 | 85.43 | 27.34 | 1 | 27.34 | 1 | 27.34 | 1 | 0 | 170.8 | 625 | 375 | 41.2 | 100 | -9.94 | 1 | 8.998 | 0 | 8.998 | LONG | LONG |  | 1 |  | 1 |  | 1 | 41.2 | 1 | 41.2 | 1 | 41.2 | 1 | 1 | 1 | 1 | 4.85 | -3.85 | -3.85 | -3.85 | 21.1 | 1 | 21.1 | 1 | 21.1 | 1 | 1 | 1 | 1 | 5.31 | -4.31 | -4.31 | -4.31 | 1 | 1 | 1 | 5.03 | -4.03 | -4.03 | -4.03
2020-01-08 10:00 | 116.791 | 19.801 | 35.066 | 61.924 | 27.24 | 25 | 27.24 | 25 | 27.24 | 25 | 0 | 105.833 | 604 | 267 | 37.24 | 100 | -9.94 | 1 | 10.958 | 0 | 10.958 | LONG | LONG |  | 25 |  | 25 |  | 25 | 37.24 | 25 | 37.24 | 25 | 37.24 | 25 | 25 | 25 | 25 | 4.85 | 20.15 | 20.15 | 20.15 | 19.12 | 25 | 19.12 | 25 | 19.12 | 25 | 25 | 25 | 25 | 5.31 | 19.69 | 19.69 | 19.69 | 25 | 25 | 25 | 5.03 | 19.97 | 19.97 | 19.97
2020-01-08 11:00 | 66.545 | -14.144 | 31.794 | 48.895 | 27.25 | 25 | 27.25 | 25 | 27.25 | 25 | 0 | 50 | 624 | 272 | 37.25 | 100 | -9.94 | 15 | 16.545 | 0 | 16.545 | LONG | LONG |  | 25 |  | 25 |  | 25 | 37.25 | 25 | 37.25 | 25 | 37.25 | 25 | 25 | 25 | 25 | 4.85 | 20.15 | 20.15 | 20.15 | 26.13 | 25 | 26.13 | 25 | 26.13 | 25 | 25 | 25 | 25 | 5.31 | 19.69 | 19.69 | 19.69 | 25 | 25 | 25 | 5.03 | 19.97 | 19.97 | 19.97
2020-01-08 12:00 | 53.861 | 3.039 | 19.296 | 31.526 | 27.27 | 24.27 | 27.27 | 24.27 | 27.27 | 24.27 | 0 | 50 | 627 | 267 | 37.27 | 100 | -9.94 | 1 | 3.861 | 0 | 3.861 | LONG | LONG |  | 24.27 |  | 24.27 |  | 24.27 | 37.27 | 24.27 | 37.27 | 24.27 | 37.27 | 24.27 | 24.27 | 24.27 | 24.27 | 4.85 | 19.42 | 19.42 | 19.42 | 19.14 | 24.27 | 19.14 | 24.27 | 19.14 | 24.27 | 24.27 | 24.27 | 24.27 | 5.31 | 18.96 | 18.96 | 18.96 | 24.27 | 24.27 | 24.27 | 5.03 | 19.24 | 19.24 | 19.24
2020-01-08 13:00 | 24.599 | 4.664 | 16.268 | 3.667 | 27.29 | 24.2 | 27.29 | 24.2 | 27.29 | 24.2 | 0 | 25 | 677 | 267 | 37.29 | 100 | -9.94 | 1 | -0.401 | 0.401 | 0 | LONG | LONG |  | 24.2 |  | 24.2 |  | 24.2 | 37.29 | 24.2 | 37.29 | 24.2 | 37.29 | 24.2 | 24.2 | 24.2 | 24.2 | 4.85 | 19.35 | 19.35 | 19.35 | 19.15 | 24.2 | 19.15 | 24.2 | 19.15 | 24.2 | 24.2 | 24.2 | 24.2 | 5.31 | 18.89 | 18.89 | 18.89 | 24.2 | 24.2 | 24.2 | 5.03 | 19.17 | 19.17 | 19.17
2020-01-08 14:00 | -48.536 | -16.871 | 11.318 | -42.983 | 45 | 23.4 | 45 | 23.4 | 45 | 23.4 | 90.667 | 8.333 | 677 | 357 | 37.38 | 100 | -9.94 | 1 | 33.798 | 0 | 33.798 | SHORT | SHORT | 45 |  | 45 |  | 45 |  | 45 | 1 | 45 | 1 | 45 | 1 | 45 | 45 | 45 | 4.85 | 49.85 | 49.85 | 49.85 | 45 | 19.19 | 45 | 19.19 | 45 | 19.19 | 45 | 45 | 45 | 5.31 | 50.31 | 50.31 | 50.31 | 45 | 45 | 45 | 5.03 | 50.03 | 50.03 | 50.03
2020-01-08 15:00 | -12.27 | 15.361 | 23.782 | -51.413 | 50 | 27.65 | 50 | 27.65 | 50 | 27.65 | 39.833 | 0 | 675 | 357 | 41.2 | 100 | -9.94 | 1 | 27.563 | 0 | 27.563 | SHORT | SHORT | 50 |  | 50 |  | 50 |  | 50 | 1 | 50 | 1 | 50 | 1 | 50 | 50 | 50 | 4.85 | 54.85 | 54.85 | 54.85 | 50 | 21.1 | 50 | 21.1 | 50 | 21.1 | 50 | 50 | 50 | 5.31 | 55.31 | 55.31 | 55.31 | 50 | 50 | 50 | 5.03 | 55.03 | 55.03 | 55.03
2020-01-08 16:00 | 43.621 | 44.791 | 27.688 | -28.858 | 28.44 | 24.7 | 28.44 | 24.7 | 28.44 | 24.7 | 0 | 29.167 | 677 | 357 | 38.44 | 100 | 1 | 5 | 14.454 | 0 | 14.454 | LONG | LONG |  | 24.7 |  | 24.7 |  | 24.7 | 38.44 | 24.7 | 38.44 | 24.7 | 38.44 | 24.7 | 24.7 | 24.7 | 24.7 | 4.85 | 19.85 | 19.85 | 19.85 | 21.72 | 24.7 | 21.72 | 24.7 | 21.72 | 24.7 | 24.7 | 24.7 | 24.7 | 5.31 | 19.39 | 19.39 | 19.39 | 24.7 | 24.7 | 24.7 | 5.03 | 19.67 | 19.67 | 19.67
2020-01-08 17:00 | 152.636 | 79.817 | 44.3 | 28.519 | 28.88 | 5 | 28.88 | 5 | 28.88 | 5 | 0 | 147.333 | 677 | 357 | 38.88 | 100 | 1 | 5 | 5.303 | 0 | 5.303 | LONG | LONG |  | 5 |  | 5 |  | 5 | 38.88 | 5 | 38.88 | 5 | 38.88 | 5 | 5 | 5 | 5 | 4.85 | 0.15 | 0.15 | 0.15 | 21.94 | 5 | 21.94 | 5 | 21.94 | 5 | 5 | 5 | 5 | 5.31 | -0.31 | -0.31 | -0.31 | 5 | 5 | 5 | 5.03 | -0.03 | -0.03 | -0.03
2020-01-08 18:00 | 191.942 | 54.614 | 47.79 | 89.538 | 34.05 | 5 | 34.05 | 5 | 34.05 | 5 | 0 | 144.35 | 677 | 357 | 41.2 | 100 | 1 | 5 | 47.592 | 0 | 47.592 | LONG | LONG |  | 5 |  | 5 |  | 5 | 41.2 | 5 | 41.2 | 5 | 41.2 | 5 | 5 | 5 | 5 | 4.85 | 0.15 | 0.15 | 0.15 | 23.1 | 5 | 23.1 | 5 | 23.1 | 5 | 5 | 5 | 5 | 5.31 | -0.31 | -0.31 | -0.31 | 5 | 5 | 5 | 5.03 | -0.03 | -0.03 | -0.03
2020-01-08 19:00 | 157.331 | 12.353 | 53.233 | 91.745 | 46.71 | 5 | 46.71 | 5 | 46.71 | 5 | 0 | 158.5 | 627 | 357 | 41.2 | 100 | 1 | 5 | -1.169 | 1.169 | 0 | LONG | LONG |  | 5 |  | 5 |  | 5 | 41.2 | 5 | 41.2 | 5 | 41.2 | 5 | 5 | 5 | 5 | 4.85 | 0.15 | 0.15 | 0.15 | 23.1 | 5 | 23.1 | 5 | 23.1 | 5 | 5 | 5 | 5 | 5.31 | -0.31 | -0.31 | -0.31 | 5 | 5 | 5 | 5.03 | -0.03 | -0.03 | -0.03
2020-01-08 20:00 | 150.199 | 12.846 | 34.496 | 102.857 | 36.12 | 5 | 36.12 | 5 | 36.12 | 5 | 0 | 124.25 | 627 | 357 | 41.2 | 100 | 1 | 5 | 25.949 | 0 | 25.949 | LONG | LONG |  | 5 |  | 5 |  | 5 | 41.2 | 5 | 41.2 | 5 | 41.2 | 5 | 5 | 5 | 5 | 4.85 | 0.15 | 0.15 | 0.15 | 23.1 | 5 | 23.1 | 5 | 23.1 | 5 | 5 | 5 | 5 | 5.31 | -0.31 | -0.31 | -0.31 | 5 | 5 | 5 | 5.03 | -0.03 | -0.03 | -0.03
2020-01-08 21:00 | 141.078 | 10.294 | 29.629 | 101.155 | 29.03 | 1 | 29.03 | 1 | 29.03 | 1 | 0 | 120 | 627 | 140 | 39.03 | 100 | 1 | 1 | 21.078 | 0 | 21.078 | LONG | LONG |  | 1 |  | 1 |  | 1 | 39.03 | 1 | 39.03 | 1 | 39.03 | 1 | 1 | 1 | 1 | 4.85 | -3.85 | -3.85 | -3.85 | 20.02 | 1 | 20.02 | 1 | 20.02 | 1 | 1 | 1 | 1 | 5.31 | -4.31 | -4.31 | -4.31 | 1 | 1 | 1 | 5.03 | -4.03 | -4.03 | -4.03
2020-01-08 22:00 | 170.746 | 54.968 | 17.417 | 98.361 | 27.06 | 1 | 27.06 | 1 | 27.06 | 1 | 0 | 120 | 627 | 50 | 37.06 | 100 | 1 | 1 | 50.746 | 0 | 50.746 | LONG | LONG |  | 1 |  | 1 |  | 1 | 37.06 | 1 | 37.06 | 1 | 37.06 | 1 | 1 | 1 | 1 | 4.85 | -3.85 | -3.85 | -3.85 | 19.03 | 1 | 19.03 | 1 | 19.03 | 1 | 1 | 1 | 1 | 5.31 | -4.31 | -4.31 | -4.31 | 1 | 1 | 1 | 5.03 | -4.03 | -4.03 | -4.03
2020-01-08 23:00 | 137.938 | 32.278 | 10.447 | 95.213 | 26.27 | 1 | 26.27 | 1 | 26.27 | 1 | 0 | 111.667 | 677 | 50 | 36.27 | 100 | 1 | 1 | 26.271 | 0 | 26.271 | LONG | LONG |  | 1 |  | 1 |  | 1 | 36.27 | 1 | 36.27 | 1 | 36.27 | 1 | 1 | 1 | 1 | 4.85 | -3.85 | -3.85 | -3.85 | 18.64 | 1 | 18.64 | 1 | 18.64 | 1 | 1 | 1 | 1 | 5.31 | -4.31 | -4.31 | -4.31 | 1 | 1 | 1 | 5.03 | -4.03 | -4.03 | -4.03
2020-01-09 | 149.88 | 43.877 | 12.793 | 93.21 | 24.29 | 1 | 24.29 | 1 | 24.29 | 1 | 0 | 145 | 693 | 108 | 41.6 | 100 | 1 | 1 | 4.88 | 0 | 4.88 | LONG | LONG |  | 1 |  | 1 |  | 1 | 41.6 | 1 | 41.6 | 1 | 41.6 | 1 | 1 | 1 | 1 | 4.85 | -3.85 | -3.85 | -3.85 | 21.3 | 1 | 21.3 | 1 | 21.3 | 1 | 1 | 1 | 1 | 5.31 | -4.31 | -4.31 | -4.31 | 1 | 1 | 1 | 5.03 | -4.03 | -4.03 | -4.03
2020-01-09 01:00 | 43.813 | 12.867 | -4.167 | 35.113 | 21.42 | 21.42 | 21.42 | 21.42 | 21.42 | 21.42 | 0 | 65.167 | 693 | 0 | 41.6 | 99 | 0 | 0 | -21.354 | 21.354 | 0 | LONG | LONG |  | 21.42 |  | 21.42 |  | 21.42 | 41.6 | 21.42 | 41.6 | 21.42 | 41.6 | 21.42 | 21.42 | 21.42 | 21.42 | 4.85 | 16.57 | 16.57 | 16.57 | 20.8 | 21.42 | 20.8 | 21.42 | 20.8 | 21.42 | 21.42 | 21.42 | 21.42 | 5.31 | 16.11 | 16.11 | 16.11 | 21.42 | 21.42 | 21.42 | 5.03 | 16.39 | 16.39 | 16.39
2020-01-09 02:00 | 141.479 | 78.05 | -5.756 | 69.185 | 20.56 | 18.6 | 20.56 | 18.6 | 20.56 | 18.6 | 0 | 78.332 | 693 | 41 | 41.6 | 99 | 18.6 | 39.6 | 63.147 | 0 | 63.147 | LONG | LONG |  | 18.6 |  | 18.6 |  | 18.6 | 41.6 | 18.6 | 41.6 | 18.6 | 41.6 | 18.6 | 18.6 | 18.6 | 18.6 | 4.85 | 13.75 | 13.75 | 13.75 | 40.6 | 18.6 | 40.6 | 18.6 | 40.6 | 18.6 | 18.6 | 18.6 | 18.6 | 5.31 | 13.29 | 13.29 | 13.29 | 18.6 | 18.6 | 18.6 | 5.03 | 13.57 | 13.57 | 13.57
2020-01-09 03:00 | 87.926 | 65.734 | 4.867 | 17.325 | 19.98 | 18.6 | 19.98 | 18.6 | 19.98 | 18.6 | 0 | 41 | 691 | 41 | 41.6 | 99 | 18.6 | 39.6 | 46.926 | 0 | 46.926 | LONG | LONG |  | 18.6 |  | 18.6 |  | 18.6 | 41.6 | 18.6 | 41.6 | 18.6 | 41.6 | 18.6 | 18.6 | 18.6 | 18.6 | 4.85 | 13.75 | 13.75 | 13.75 | 40.6 | 18.6 | 40.6 | 18.6 | 40.6 | 18.6 | 18.6 | 18.6 | 18.6 | 5.31 | 13.29 | 13.29 | 13.29 | 18.6 | 18.6 | 18.6 | 5.03 | 13.57 | 13.57 | 13.57
2020-01-09 04:00 | 73.467 | 54.489 | 9.44 | 9.538 | 21.08 | 18.6 | 21.08 | 18.6 | 21.08 | 18.6 | 0 | 75.167 | 676 | 41 | 41.6 | 99 | 18.6 | 39.6 | -1.7 | 1.7 | 0 | LONG | LONG |  | 18.6 |  | 18.6 |  | 18.6 | 41.6 | 18.6 | 41.6 | 18.6 | 41.6 | 18.6 | 18.6 | 18.6 | 18.6 | 4.85 | 13.75 | 13.75 | 13.75 | 40.6 | 18.6 | 40.6 | 18.6 | 40.6 | 18.6 | 18.6 | 18.6 | 18.6 | 5.31 | 13.29 | 13.29 | 13.29 | 18.6 | 18.6 | 18.6 | 5.03 | 13.57 | 13.57 | 13.57
2020-01-09 05:00 | 136.499 | 72.149 | 30.383 | 33.967 | 23.33 | 23.33 | 23.33 | 23.33 | 23.33 | 23.33 | 0 | 90.2 | 683 | 59 | 41.6 | 99 | 1 | 39.6 | 46.299 | 0 | 46.299 | LONG | LONG |  | 23.33 |  | 23.33 |  | 23.33 | 41.6 | 23.33 | 41.6 | 23.33 | 41.6 | 23.33 | 23.33 | 23.33 | 23.33 | 4.85 | 18.48 | 18.48 | 18.48 | 40.6 | 23.33 | 40.6 | 23.33 | 40.6 | 23.33 | 23.33 | 23.33 | 23.33 | 5.31 | 18.02 | 18.02 | 18.02 | 23.33 | 23.33 | 23.33 | 5.03 | 18.3 | 18.3 | 18.3
2020-01-09 06:00 | 82.326 | 47.931 | 2.895 | 31.5 | 26.24 | 23.6 | 26.24 | 23.6 | 26.24 | 23.6 | 0 | 61 | 665 | 109 | 41.6 | 99 | 1 | 39.6 | 21.326 | 0 | 21.326 | LONG | LONG |  | 23.6 |  | 23.6 |  | 23.6 | 41.6 | 23.6 | 41.6 | 23.6 | 41.6 | 23.6 | 23.6 | 23.6 | 23.6 | 4.85 | 18.75 | 18.75 | 18.75 | 40.6 | 23.6 | 40.6 | 23.6 | 40.6 | 23.6 | 23.6 | 23.6 | 23.6 | 5.31 | 18.29 | 18.29 | 18.29 | 23.6 | 23.6 | 23.6 | 5.03 | 18.57 | 18.57 | 18.57
2020-01-09 07:00 | 99.88 | 53.211 | -25.922 | 72.591 | 36.17 | 26.6 | 36.17 | 26.6 | 36.17 | 26.6 | 0 | 83.5 | 478 | 322 | 41.6 | 95 | -30 | 39.6 | 16.38 | 0 | 16.38 | LONG | LONG |  | 26.6 |  | 26.6 |  | 26.6 | 41.6 | 26.6 | 41.6 | 26.6 | 41.6 | 26.6 | 26.6 | 26.6 | 26.6 | 4.85 | 21.75 | 21.75 | 21.75 | 40.6 | 26.6 | 40.6 | 26.6 | 40.6 | 26.6 | 26.6 | 26.6 | 26.6 | 5.31 | 21.29 | 21.29 | 21.29 | 26.6 | 26.6 | 26.6 | 5.03 | 21.57 | 21.57 | 21.57
2020-01-09 08:00 | 141.593 | 18.646 | 11.375 | 111.572 | 45.74 | 13 | 45.74 | 13 | 45.74 | 13 | 0 | 131.866 | 234 | 634 | 53.9 | 95 | -40 | 36.4 | 9.727 | 0 | 9.727 | LONG | LONG |  | 13 |  | 13 |  | 13 | 53.9 | 13 | 53.9 | 13 | 53.9 | 13 | 13 | 13 | 13 | 4.85 | 8.15 | 8.15 | 8.15 | 45.15 | 13 | 45.15 | 13 | 45.15 | 13 | 13 | 13 | 13 | 5.31 | 7.69 | 7.69 | 7.69 | 13 | 13 | 13 | 5.03 | 7.97 | 7.97 | 7.97
2020-01-09 09:00 | 40.083 | -9.135 | 5.386 | 43.832 | 46.76 | 28.25 | 46.76 | 28.25 | 46.76 | 28.25 | 0 | 41.7 | 146 | 710 | 56.1 | 95 | -40 | 35.8 | -1.617 | 1.617 | 0 | LONG | LONG |  | 28.25 |  | 28.25 |  | 28.25 | 56.1 | 28.25 | 56.1 | 28.25 | 56.1 | 28.25 | 28.25 | 28.25 | 28.25 | 4.85 | 23.4 | 23.4 | 23.4 | 45.95 | 28.25 | 45.95 | 28.25 | 45.95 | 28.25 | 28.25 | 28.25 | 28.25 | 5.31 | 22.94 | 22.94 | 22.94 | 28.25 | 28.25 | 28.25 | 5.03 | 23.22 | 23.22 | 23.22
2020-01-09 10:00 | -16.684 | -34.963 | 7.482 | 10.797 | 53.5 | 44.59 | 53.5 | 44.59 | 53.5 | 44.59 | 17 | 0 | 178 | 649 | 52.5 | 95 | -40 | 35.8 | 0.316 | 0 | 0.316 | SHORT | SHORT | 53.5 |  | 53.5 |  | 53.5 |  | 53.5 | 35.8 | 53.5 | 35.8 | 53.5 | 35.8 | 53.5 | 53.5 | 53.5 | 4.85 | 58.35 | 58.35 | 58.35 | 53.5 | 44.15 | 53.5 | 44.15 | 53.5 | 44.15 | 53.5 | 53.5 | 53.5 | 5.31 | 58.81 | 58.81 | 58.81 | 53.5 | 53.5 | 53.5 | 5.03 | 58.53 | 58.53 | 58.53
2020-01-09 11:00 | 7.252 | -7.257 | 30.494 | -15.985 | 51.1 | 35.8 | 51.1 | 35.8 | 51.1 | 35.8 | 15.467 | 0.367 | 311 | 454 | 50.1 | 95 | -40 | 35.8 | 22.352 | 0 | 22.352 | LONG | LONG |  | 35.8 |  | 35.8 |  | 35.8 | 50.1 | 35.8 | 50.1 | 35.8 | 50.1 | 35.8 | 35.8 | 35.8 | 35.8 | 4.85 | 30.95 | 30.95 | 30.95 | 42.95 | 35.8 | 42.95 | 35.8 | 42.95 | 35.8 | 35.8 | 35.8 | 35.8 | 5.31 | 30.49 | 30.49 | 30.49 | 35.8 | 35.8 | 35.8 | 5.03 | 30.77 | 30.77 | 30.77
2020-01-09 12:00 | 95.62 | 51.278 | 22.731 | 21.611 | 39.04 | 1 | 39.04 | 1 | 39.04 | 1 | 0 | 81.733 | 322 | 444 | 37.8 | 95 | -40 | 35.8 | 13.887 | 0 | 13.887 | LONG | LONG |  | 1 |  | 1 |  | 1 | 37.8 | 1 | 37.8 | 1 | 37.8 | 1 | 1 | 1 | 1 | 4.85 | -3.85 | -3.85 | -3.85 | 36.8 | 1 | 36.8 | 1 | 36.8 | 1 | 1 | 1 | 1 | 5.31 | -4.31 | -4.31 | -4.31 | 1 | 1 | 1 | 5.03 | -4.03 | -4.03 | -4.03
2020-01-09 13:00 | 80.219 | 18.053 | 40.378 | 21.788 | 36.17 | 24 | 36.17 | 24 | 36.17 | 24 | 0 | 70.466 | 514 | 377 | 37.8 | 98 | -20 | 35.8 | 9.753 | 0 | 9.753 | LONG | LONG |  | 24 |  | 24 |  | 24 | 37.8 | 24 | 37.8 | 24 | 37.8 | 24 | 24 | 24 | 24 | 4.85 | 19.15 | 19.15 | 19.15 | 36.8 | 24 | 36.8 | 24 | 36.8 | 24 | 24 | 24 | 24 | 5.31 | 18.69 | 18.69 | 18.69 | 24 | 24 | 24 | 5.03 | 18.97 | 18.97 | 18.97
2020-01-09 14:00 | 52.82 | 45.018 | 29.713 | -21.911 | 32.64 | 23.9 | 32.64 | 23.9 | 32.64 | 23.9 | 0 | 41.7 | 543 | 322 | 37.8 | 98 | -2.94 | 24.8 | 11.12 | 0 | 11.12 | LONG | LONG |  | 23.9 |  | 23.9 |  | 23.9 | 37.8 | 23.9 | 37.8 | 23.9 | 37.8 | 23.9 | 23.9 | 23.9 | 23.9 | 4.85 | 19.05 | 19.05 | 19.05 | 31.3 | 23.9 | 31.3 | 23.9 | 31.3 | 23.9 | 23.9 | 23.9 | 23.9 | 5.31 | 18.59 | 18.59 | 18.59 | 23.9 | 23.9 | 23.9 | 5.03 | 18.87 | 18.87 | 18.87
2020-01-09 15:00 | 19.313 | 22.437 | 21.252 | -24.376 | 31.43 | 31.43 | 31.43 | 31.43 | 31.43 | 31.43 | 0 | 0 | 683 | 387 | 37.8 | 99 | 1 | 30 | 19.313 | 0 | 19.313 | LONG | LONG | [6 empty] | 37.8 | 30 | 37.8 | 30 | 37.8 | 30 | 30 | 30 | 30 | 4.85 | 25.15 | 25.15 | 25.15 | 33.9 | 33.9 | 33.9 | 33.9 | 33.9 | 33.9 | 33.9 | 33.9 | 33.9 | 5.31 | 28.59 | 28.59 | 28.59 | 31.43 | 31.43 | 31.43 | 5.03 | 26.4 | 26.4 | 26.4
2020-01-09 16:00 | 39.543 | 24.493 | 28.168 | -13.118 | 31.1 | 29.8 | 31.1 | 29.8 | 31.1 | 29.8 | 0 | 30 | 683 | 396 | 37.8 | 99 | 1 | 35.8 | 9.543 | 0 | 9.543 | LONG | LONG |  | 29.8 |  | 29.8 |  | 29.8 | 37.8 | 29.8 | 37.8 | 29.8 | 37.8 | 29.8 | 29.8 | 29.8 | 29.8 | 4.85 | 24.95 | 24.95 | 24.95 | 36.8 | 29.8 | 36.8 | 29.8 | 36.8 | 29.8 | 29.8 | 29.8 | 29.8 | 5.31 | 24.49 | 24.49 | 24.49 | 29.8 | 29.8 | 29.8 | 5.03 | 24.77 | 24.77 | 24.77
2020-01-09 17:00 | 19.848 | 18.207 | 6.532 | -4.891 | 44.74 | 44.74 | 44.74 | 44.74 | 44.74 | 44.74 | 0 | 0 | 322 | 572 | 37.8 | 98 | -20 | 35.8 | 19.848 | 0 | 19.848 | LONG | LONG | [6 empty] | 37.8 | 35.8 | 37.8 | 35.8 | 37.8 | 35.8 | 35.8 | 35.8 | 35.8 | 4.85 | 30.95 | 30.95 | 30.95 | 36.8 | 36.8 | 36.8 | 36.8 | 36.8 | 36.8 | 36.8 | 36.8 | 36.8 | 5.31 | 31.49 | 31.49 | 31.49 | 44.74 | 44.74 | 44.74 | 5.03 | 39.71 | 39.71 | 39.71
2020-01-09 18:00 | 61.369 | 55.025 | 18.98 | -12.636 | 42.85 | 35.8 | 42.85 | 35.8 | 42.85 | 35.8 | 0 | 17.983 | 169 | 634 | 37.8 | 95 | -40 | 35.8 | 43.386 | 0 | 43.386 | LONG | LONG |  | 35.8 |  | 35.8 |  | 35.8 | 37.8 | 35.8 | 37.8 | 35.8 | 37.8 | 35.8 | 35.8 | 35.8 | 35.8 | 4.85 | 30.95 | 30.95 | 30.95 | 36.8 | 35.8 | 36.8 | 35.8 | 36.8 | 35.8 | 35.8 | 35.8 | 35.8 | 5.31 | 30.49 | 30.49 | 30.49 | 35.8 | 35.8 | 35.8 | 5.03 | 30.77 | 30.77 | 30.77
2020-01-09 19:00 | 95.345 | 35.77 | 20.172 | 39.403 | 40.72 | 36.4 | 40.72 | 36.4 | 40.72 | 36.4 | 0 | 88.533 | 240 | 612 | 38.4 | 95 | -30 | 36.4 | 6.812 | 0 | 6.812 | LONG | LONG |  | 36.4 |  | 36.4 |  | 36.4 | 38.4 | 36.4 | 38.4 | 36.4 | 38.4 | 36.4 | 36.4 | 36.4 | 36.4 | 4.85 | 31.55 | 31.55 | 31.55 | 37.4 | 36.4 | 37.4 | 36.4 | 37.4 | 36.4 | 36.4 | 36.4 | 36.4 | 5.31 | 31.09 | 31.09 | 31.09 | 36.4 | 36.4 | 36.4 | 5.03 | 31.37 | 31.37 | 31.37
2020-01-09 20:00 | 73.892 | 5.247 | 49.689 | 18.956 | 28.33 | 24.4 | 28.33 | 24.4 | 28.33 | 24.4 | 0 | 44.133 | 625 | 380 | 41.6 | 99 | 1 | 5 | 29.759 | 0 | 29.759 | LONG | LONG |  | 24.4 |  | 24.4 |  | 24.4 | 41.6 | 24.4 | 41.6 | 24.4 | 41.6 | 24.4 | 24.4 | 24.4 | 24.4 | 4.85 | 19.55 | 19.55 | 19.55 | 23.3 | 24.4 | 23.3 | 24.4 | 23.3 | 24.4 | 24.4 | 24.4 | 24.4 | 5.31 | 19.09 | 19.09 | 19.09 | 24.4 | 24.4 | 24.4 | 5.03 | 19.37 | 19.37 | 19.37
2020-01-09 21:00 | 143.677 | 78.124 | 40.758 | 24.795 | 27.64 | 23.5 | 27.64 | 23.5 | 27.64 | 23.5 | 0 | 100 | 625 | 380 | 41.6 | 99 | 1 | 5 | 43.677 | 0 | 43.677 | LONG | LONG |  | 23.5 |  | 23.5 |  | 23.5 | 41.6 | 23.5 | 41.6 | 23.5 | 41.6 | 23.5 | 23.5 | 23.5 | 23.5 | 4.85 | 18.65 | 18.65 | 18.65 | 23.3 | 23.5 | 23.3 | 23.5 | 23.3 | 23.5 | 23.5 | 23.5 | 23.5 | 5.31 | 18.19 | 18.19 | 18.19 | 23.5 | 23.5 | 23.5 | 5.03 | 18.47 | 18.47 | 18.47
2020-01-09 22:00 | 131.904 | 48.207 | 40.105 | 43.592 | 27.55 | 5 | 27.55 | 5 | 27.55 | 5 | 0 | 94.4 | 625 | 380 | 41.6 | 99 | 1 | 5 | 37.504 | 0 | 37.504 | LONG | LONG |  | 5 |  | 5 |  | 5 | 41.6 | 5 | 41.6 | 5 | 41.6 | 5 | 5 | 5 | 5 | 4.85 | 0.15 | 0.15 | 0.15 | 23.3 | 5 | 23.3 | 5 | 23.3 | 5 | 5 | 5 | 5 | 5.31 | -0.31 | -0.31 | -0.31 | 5 | 5 | 5 | 5.03 | -0.03 | -0.03 | -0.03
2020-01-09 23:00 | 126.15 | 28.211 | 35.072 | 62.867 | 26.9 | 5 | 26.9 | 5 | 26.9 | 5 | 0 | 105.5 | 693 | 602 | 41.6 | 99 | 1 | 5 | 20.65 | 0 | 20.65 | LONG | LONG |  | 5 |  | 5 |  | 5 | 41.6 | 5 | 41.6 | 5 | 41.6 | 5 | 5 | 5 | 5 | 4.85 | 0.15 | 0.15 | 0.15 | 23.3 | 5 | 23.3 | 5 | 23.3 | 5 | 5 | 5 | 5 | 5.31 | -0.31 | -0.31 | -0.31 | 5 | 5 | 5 | 5.03 | -0.03 | -0.03 | -0.03
2020-01-10 | 39.766 | 30.961 | 7.93 | 0.875 | 26.41 | 23 | 26.41 | 23 | 26.41 | 23 | 0 | 50 | 693 | 380 | 40.7 | 99 | 1 | 5 | -10.234 | 10.234 | 0 | LONG | LONG |  | 23 |  | 23 |  | 23 | 40.7 | 23 | 40.7 | 23 | 40.7 | 23 | 23 | 23 | 23 | 4.85 | 18.15 | 18.15 | 18.15 | 22.85 | 23 | 22.85 | 23 | 22.85 | 23 | 23 | 23 | 23 | 5.31 | 17.69 | 17.69 | 17.69 | 23 | 23 | 23 | 5.03 | 17.97 | 17.97 | 17.97
2020-01-10 01:00 | -54.344 | -0.804 | 17.486 | -71.026 | 55 | 26.07 | 55 | 26.07 | 55 | 26.07 | 44.667 | 0 | 693 | 222 | 40.7 | 99 | 5 | 5 | -9.677 | 9.677 | 0 | SHORT | SHORT | 55 |  | 55 |  | 55 |  | 55 | 5 | 55 | 5 | 55 | 5 | 55 | 55 | 55 | 4.85 | 59.85 | 59.85 | 59.85 | 55 | 22.85 | 55 | 22.85 | 55 | 22.85 | 55 | 55 | 55 | 5.31 | 60.31 | 60.31 | 60.31 | 55 | 55 | 55 | 5.03 | 60.03 | 60.03 | 60.03
2020-01-10 02:00 | -52.033 | -1.093 | 39.088 | -90.028 | 55 | 25.95 | 55 | 25.95 | 55 | 25.95 | 45.5 | 0 | 693 | 222 | 40.7 | 99 | 5 | 5 | -6.533 | 6.533 | 0 | SHORT | SHORT | 55 |  | 55 |  | 55 |  | 55 | 5 | 55 | 5 | 55 | 5 | 55 | 55 | 55 | 4.85 | 59.85 | 59.85 | 59.85 | 55 | 22.85 | 55 | 22.85 | 55 | 22.85 | 55 | 55 | 55 | 5.31 | 60.31 | 60.31 | 60.31 | 55 | 55 | 55 | 5.03 | 60.03 | 60.03 | 60.03
2020-01-10 03:00 | 36.899 | 50.319 | 47.691 | -61.111 | 52.7 | 23 | 52.7 | 23 | 52.7 | 23 | 20.5 | 51.667 | 693 | 222 | 40.7 | 99 | 5 | 5 | 5.732 | 0 | 5.732 | LONG | LONG |  | 23 |  | 23 |  | 23 | 40.7 | 23 | 40.7 | 23 | 40.7 | 23 | 23 | 23 | 23 | 4.85 | 18.15 | 18.15 | 18.15 | 22.85 | 23 | 22.85 | 23 | 22.85 | 23 | 23 | 23 | 23 | 5.31 | 17.69 | 17.69 | 17.69 | 23 | 23 | 23 | 5.03 | 17.97 | 17.97 | 17.97
2020-01-10 04:00 | 60.617 | 47.229 | 57.228 | -43.84 | 25.89 | 23 | 25.89 | 23 | 25.89 | 23 | 0 | 50 | 693 | 222 | 40.7 | 99 | 5 | 5 | 10.617 | 0 | 10.617 | LONG | LONG |  | 23 |  | 23 |  | 23 | 40.7 | 23 | 40.7 | 23 | 40.7 | 23 | 23 | 23 | 23 | 4.85 | 18.15 | 18.15 | 18.15 | 22.85 | 23 | 22.85 | 23 | 22.85 | 23 | 23 | 23 | 23 | 5.31 | 17.69 | 17.69 | 17.69 | 23 | 23 | 23 | 5.03 | 17.97 | 17.97 | 17.97
2020-01-10 05:00 | 77.396 | 64.716 | 42.225 | -29.545 | 26.2 | 26.2 | 26.2 | 26.2 | 26.2 | 26.2 | 0 | 50 | 693 | 272 | 40.7 | 99 | 1 | 5 | 27.396 | 0 | 27.396 | LONG | LONG |  | 26.2 |  | 26.2 |  | 26.2 | 40.7 | 26.2 | 40.7 | 26.2 | 40.7 | 26.2 | 26.2 | 26.2 | 26.2 | 4.85 | 21.35 | 21.35 | 21.35 | 22.85 | 26.2 | 22.85 | 26.2 | 22.85 | 26.2 | 26.2 | 26.2 | 26.2 | 5.31 | 20.89 | 20.89 | 20.89 | 26.2 | 26.2 | 26.2 | 5.03 | 21.17 | 21.17 | 21.17
2020-01-10 06:00 | 57.547 | 81.085 | 17.079 | -40.617 | 27.46 | 27.46 | 27.46 | 27.46 | 27.46 | 27.46 | 0 | 25 | 675 | 362 | 40.7 | 99 | 1 | 5 | 32.547 | 0 | 32.547 | LONG | LONG |  | 27.46 |  | 27.46 |  | 27.46 | 40.7 | 27.46 | 40.7 | 27.46 | 40.7 | 27.46 | 27.46 | 27.46 | 27.46 | 4.85 | 22.61 | 22.61 | 22.61 | 22.85 | 27.46 | 22.85 | 27.46 | 22.85 | 27.46 | 27.46 | 27.46 | 27.46 | 5.31 | 22.15 | 22.15 | 22.15 | 27.46 | 27.46 | 27.46 | 5.03 | 22.43 | 22.43 | 22.43
2020-01-10 07:00 | 49.93 | 4.995 | 7.313 | 37.622 | 42 | 14.6 | 42 | 14.6 | 42 | 14.6 | 0 | 27.9 | 642 | 421 | 37.6 | 99 | 1 | 35.6 | 22.03 | 0 | 22.03 | LONG | LONG |  | 14.6 |  | 14.6 |  | 14.6 | 37.6 | 14.6 | 37.6 | 14.6 | 37.6 | 14.6 | 14.6 | 14.6 | 14.6 | 4.85 | 9.75 | 9.75 | 9.75 | 36.6 | 14.6 | 36.6 | 14.6 | 36.6 | 14.6 | 14.6 | 14.6 | 14.6 | 5.31 | 9.29 | 9.29 | 9.29 | 14.6 | 14.6 | 14.6 | 5.03 | 9.57 | 9.57 | 9.57
2020-01-10 08:00 | 30.1 | -23.535 | 28.456 | 25.179 | 44.56 | 34.9 | 44.56 | 34.9 | 44.56 | 34.9 | 0 | 31 | 308 | 476 | 57.9 | 95 | -40 | 34.9 | -0.9 | 0.9 | 0 | LONG | LONG |  | 34.9 |  | 34.9 |  | 34.9 | 57.9 | 34.9 | 57.9 | 34.9 | 57.9 | 34.9 | 34.9 | 34.9 | 34.9 | 4.85 | 30.05 | 30.05 | 30.05 | 46.4 | 34.9 | 46.4 | 34.9 | 46.4 | 34.9 | 34.9 | 34.9 | 34.9 | 5.31 | 29.59 | 29.59 | 29.59 | 34.9 | 34.9 | 34.9 | 5.03 | 29.87 | 29.87 | 29.87
2020-01-10 09:00 | 78.993 | 29.707 | 30.673 | 18.613 | 47.4 | 34.9 | 47.4 | 34.9 | 47.4 | 34.9 | 0 | 63.3 | 308 | 479 | 80 | 95 | -40 | 34.9 | 15.693 | 0 | 15.693 | LONG | LONG |  | 34.9 |  | 34.9 |  | 34.9 | 80 | 34.9 | 80 | 34.9 | 80 | 34.9 | 34.9 | 34.9 | 34.9 | 4.85 | 30.05 | 30.05 | 30.05 | 57.45 | 34.9 | 57.45 | 34.9 | 57.45 | 34.9 | 34.9 | 34.9 | 34.9 | 5.31 | 29.59 | 29.59 | 29.59 | 34.9 | 34.9 | 34.9 | 5.03 | 29.87 | 29.87 | 29.87
2020-01-10 10:00 | 33.772 | -1.822 | 38.812 | -3.218 | 43.78 | 34.9 | 43.78 | 34.9 | 43.78 | 34.9 | 0 | 28.5 | 164 | 463 | 53.79 | 95 | -40 | 34.9 | 5.272 | 0 | 5.272 | LONG | LONG |  | 34.9 |  | 34.9 |  | 34.9 | 53.79 | 34.9 | 53.79 | 34.9 | 53.79 | 34.9 | 34.9 | 34.9 | 34.9 | 4.85 | 30.05 | 30.05 | 30.05 | 44.35 | 34.9 | 44.35 | 34.9 | 44.35 | 34.9 | 34.9 | 34.9 | 34.9 | 5.31 | 29.59 | 29.59 | 29.59 | 34.9 | 34.9 | 34.9 | 5.03 | 29.87 | 29.87 | 29.87
2020-01-10 11:00 | -5.714 | -25.076 | 43.063 | -23.701 | 69 | 39.04 | 69 | 39.04 | 69 | 39.04 | 41.05 | 0 | 162 | 463 | 36.9 | 95 | -40 | 34.9 | 35.336 | 0 | 35.336 | SHORT | SHORT | 69 |  | 69 |  | 69 |  | 69 | 34.9 | 69 | 34.9 | 69 | 34.9 | 69 | 69 | 69 | 4.85 | 73.85 | 73.85 | 73.85 | 69 | 35.9 | 69 | 35.9 | 69 | 35.9 | 69 | 69 | 69 | 5.31 | 74.31 | 74.31 | 74.31 | 69 | 69 | 69 | 5.03 | 74.03 | 74.03 | 74.03
2020-01-10 12:00 | 38.004 | 22.912 | 48.921 | -33.829 | 36.14 | 34.9 | 36.14 | 34.9 | 36.14 | 34.9 | 0 | 28.083 | 172 | 444 | 36.9 | 95 | -40 | 34.9 | 9.921 | 0 | 9.921 | LONG | LONG |  | 34.9 |  | 34.9 |  | 34.9 | 36.9 | 34.9 | 36.9 | 34.9 | 36.9 | 34.9 | 34.9 | 34.9 | 34.9 | 4.85 | 30.05 | 30.05 | 30.05 | 35.9 | 34.9 | 35.9 | 34.9 | 35.9 | 34.9 | 34.9 | 34.9 | 34.9 | 5.31 | 29.59 | 29.59 | 29.59 | 34.9 | 34.9 | 34.9 | 5.03 | 29.87 | 29.87 | 29.87
2020-01-10 13:00 | -45.182 | -6.394 | 18.199 | -56.987 | 95 | 44.89 | 95 | 44.89 | 95 | 44.89 | 58.683 | 0 | 112 | 487 | 36.9 | 95 | -40 | 34.9 | 13.501 | 0 | 13.501 | SHORT | SHORT | 95 |  | 95 |  | 95 |  | 95 | 34.9 | 95 | 34.9 | 95 | 34.9 | 95 | 95 | 95 | 4.85 | 99.85 | 99.85 | 99.85 | 95 | 35.9 | 95 | 35.9 | 95 | 35.9 | 95 | 95 | 95 | 5.31 | 100.31 | 100.31 | 100.31 | 95 | 95 | 95 | 5.03 | 100.03 | 100.03 | 100.03
2020-01-10 14:00 | -10.142 | 8.293 | 39.992 | -58.427 | 80 | 45.98 | 80 | 45.98 | 80 | 45.98 | 20 | 0 | 300 | 487 | 36.9 | 95 | -40 | 34.9 | 9.858 | 0 | 9.858 | SHORT | SHORT | 80 |  | 80 |  | 80 |  | 80 | 34.9 | 80 | 34.9 | 80 | 34.9 | 80 | 80 | 80 | 4.85 | 84.85 | 84.85 | 84.85 | 80 | 35.9 | 80 | 35.9 | 80 | 35.9 | 80 | 80 | 80 | 5.31 | 85.31 | 85.31 | 85.31 | 80 | 80 | 80 | 5.03 | 85.03 | 85.03 | 85.03
2020-01-10 15:00 | -2.39 | 26.106 | 32.639 | -61.135 | 80 | 43.79 | 80 | 43.79 | 80 | 43.79 | 9.333 | 0 | 112 | 469 | 36.9 | 95 | -40 | 34.9 | 6.943 | 0 | 6.943 | SHORT | SHORT | 80 |  | 80 |  | 80 |  | 80 | 34.9 | 80 | 34.9 | 80 | 34.9 | 80 | 80 | 80 | 4.85 | 84.85 | 84.85 | 84.85 | 80 | 35.9 | 80 | 35.9 | 80 | 35.9 | 80 | 80 | 80 | 5.31 | 85.31 | 85.31 | 85.31 | 80 | 80 | 80 | 5.03 | 85.03 | 85.03 | 85.03
2020-01-10 16:00 | 28.158 | 57.957 | 45.537 | -75.336 | 36.9 | 45.98 | 36.9 | 45.98 | 36.9 | 45.98 | 3 | 0 | 124 | 444 | 36.9 | 95 | -40 | 34.9 | 31.158 | 0 | 31.158 | SHORT | LONG | 36.9 |  | 36.9 |  | 36.9 |  | 36.9 | 34.9 | 36.9 | 34.9 | 36.9 | 34.9 | 36.9 | 36.9 | 36.9 | 4.85 | 41.75 | 41.75 | 41.75 | 36.9 | 35.9 | 36.9 | 35.9 | 36.9 | 35.9 | 36.9 | 36.9 | 36.9 | 5.31 | 42.21 | 42.21 | 42.21 | 45.98 | 45.98 | 45.98 | 5.03 | 40.95 | 40.95 | 40.95
2020-01-10 17:00 | -45.918 | 9.899 | 17.65 | -73.467 | 45.6 | 45.6 | 45.6 | 45.6 | 45.6 | 45.6 | 29.133 | 0 | 119 | 634 | 36.9 | 95 | -40 | 34.9 | -16.785 | 16.785 | 0 | SHORT | SHORT | 45.6 |  | 45.6 |  | 45.6 |  | 45.6 | 34.9 | 45.6 | 34.9 | 45.6 | 34.9 | 45.6 | 45.6 | 45.6 | 4.85 | 50.45 | 50.45 | 50.45 | 45.6 | 35.9 | 45.6 | 35.9 | 45.6 | 35.9 | 45.6 | 45.6 | 45.6 | 5.31 | 50.91 | 50.91 | 50.91 | 45.6 | 45.6 | 45.6 | 5.03 | 50.63 | 50.63 | 50.63
2020-01-10 18:00 | -70.875 | 32.047 | 35.805 | -138.727 | 80 | 44.54 | 80 | 44.54 | 80 | 44.54 | 59.166 | 0 | 110 | 634 | 60 | 95 | -40 | 34.9 | -11.709 | 11.709 | 0 | SHORT | SHORT | 80 |  | 80 |  | 80 |  | 80 | 34.9 | 80 | 34.9 | 80 | 34.9 | 80 | 80 | 80 | 4.85 | 84.85 | 84.85 | 84.85 | 80 | 47.45 | 80 | 47.45 | 80 | 47.45 | 80 | 80 | 80 | 5.31 | 85.31 | 85.31 | 85.31 | 80 | 80 | 80 | 5.03 | 85.03 | 85.03 | 85.03
2020-01-10 19:00 | -154.077 | 43.641 | -15.977 | -181.741 | 95 | 46.72 | 95 | 46.72 | 95 | 46.72 | 125.5 | 0 | 113 | 454 | 60 | 95 | -40 | 34.9 | -28.577 | 28.577 | 0 | SHORT | SHORT | 95 |  | 95 |  | 95 |  | 95 | 34.9 | 95 | 34.9 | 95 | 34.9 | 95 | 95 | 95 | 4.85 | 99.85 | 99.85 | 99.85 | 95 | 47.45 | 95 | 47.45 | 95 | 47.45 | 95 | 95 | 95 | 5.31 | 100.31 | 100.31 | 100.31 | 95 | 95 | 95 | 5.03 | 100.03 | 100.03 | 100.03
2020-01-10 20:00 | -190.886 | -88.349 | 47.783 | -150.32 | 75 | 30.01 | 75 | 30.01 | 75 | 30.01 | 189.167 | 0 | 433 | 422 | 38 | 98 | -9.94 | 35.6 | -1.719 | 1.719 | 0 | SHORT | SHORT | 75 |  | 75 |  | 75 |  | 75 | 35.6 | 75 | 35.6 | 75 | 35.6 | 75 | 75 | 75 | 4.85 | 79.85 | 79.85 | 79.85 | 75 | 36.8 | 75 | 36.8 | 75 | 36.8 | 75 | 75 | 75 | 5.31 | 80.31 | 80.31 | 80.31 | 75 | 75 | 75 | 5.03 | 80.03 | 80.03 | 80.03
2020-01-10 21:00 | -182.114 | -102.214 | 12.543 | -92.443 | 75 | 27.6 | 75 | 27.6 | 75 | 27.6 | 195 | 0 | 365 | 381 | 38 | 98 | -9.94 | 1 | 12.886 | 0 | 12.886 | SHORT | SHORT | 75 |  | 75 |  | 75 |  | 75 | 1 | 75 | 1 | 75 | 1 | 75 | 75 | 75 | 4.85 | 79.85 | 79.85 | 79.85 | 75 | 19.5 | 75 | 19.5 | 75 | 19.5 | 75 | 75 | 75 | 5.31 | 80.31 | 80.31 | 80.31 | 75 | 75 | 75 | 5.03 | 80.03 | 80.03 | 80.03
2020-01-10 22:00 | -101.958 | -110.037 | 13.557 | -5.478 | 95 | 27.05 | 95 | 27.05 | 95 | 27.05 | 97.5 | 0 | 415 | 381 | 38 | 98 | -9.94 | 1 | -4.458 | 4.458 | 0 | SHORT | SHORT | 95 |  | 95 |  | 95 |  | 95 | 1 | 95 | 1 | 95 | 1 | 95 | 95 | 95 | 4.85 | 99.85 | 99.85 | 99.85 | 95 | 19.5 | 95 | 19.5 | 95 | 19.5 | 95 | 95 | 95 | 5.31 | 100.31 | 100.31 | 100.31 | 95 | 95 | 95 | 5.03 | 100.03 | 100.03 | 100.03
2020-01-10 23:00 | 52.22 | 56.144 | -19.361 | 15.437 | 26.42 | 26.42 | 26.42 | 26.42 | 26.42 | 26.42 | 0 | 55 | 263 | 273 | 40.7 | 98 | -9.94 | 1 | -2.78 | 2.78 | 0 | LONG | LONG |  | 26.42 |  | 26.42 |  | 26.42 | 40.7 | 26.42 | 40.7 | 26.42 | 40.7 | 26.42 | 26.42 | 26.42 | 26.42 | 4.85 | 21.57 | 21.57 | 21.57 | 20.85 | 26.42 | 20.85 | 26.42 | 20.85 | 26.42 | 26.42 | 26.42 | 26.42 | 5.31 | 21.11 | 21.11 | 21.11 | 26.42 | 26.42 | 26.42 | 5.03 | 21.39 | 21.39 | 21.39
2020-01-11 | -99.188 | -32.144 | -16.562 | -50.482 | 62 | 25.88 | 62 | 25.88 | 62 | 25.88 | 75.083 | 0 | 291 | 381 | 42.6 | 98 | -9.94 | 1 | -24.105 | 24.105 | 0 | SHORT | SHORT | 62 |  | 62 |  | 62 |  | 62 | 1 | 62 | 1 | 62 | 1 | 62 | 62 | 62 | 4.85 | 66.85 | 66.85 | 66.85 | 62 | 21.8 | 62 | 21.8 | 62 | 21.8 | 62 | 62 | 62 | 5.31 | 67.31 | 67.31 | 67.31 | 62 | 62 | 62 | 5.03 | 67.03 | 67.03 | 67.03
2020-01-11 01:00 | -69.644 | -20.504 | -12.96 | -36.18 | 75 | 26.53 | 75 | 26.53 | 75 | 26.53 | 60.334 | 0 | 313 | 381 | 42.6 | 98 | -9.94 | 1 | -9.31 | 9.31 | 0 | SHORT | SHORT | 75 |  | 75 |  | 75 |  | 75 | 1 | 75 | 1 | 75 | 1 | 75 | 75 | 75 | 4.85 | 79.85 | 79.85 | 79.85 | 75 | 21.8 | 75 | 21.8 | 75 | 21.8 | 75 | 75 | 75 | 5.31 | 80.31 | 80.31 | 80.31 | 75 | 75 | 75 | 5.03 | 80.03 | 80.03 | 80.03
2020-01-11 02:00 | 5.414 | -16.772 | -2.994 | 25.18 | 30 | 26.02 | 30 | 26.02 | 30 | 26.02 | 26 | 0 | 313 | 381 | 42.6 | 98 | -9.94 | 1 | 31.414 | 0 | 31.414 | SHORT | LONG | 30 |  | 30 |  | 30 |  | 30 | 1 | 30 | 1 | 30 | 1 | 30 | 30 | 30 | 4.85 | 34.85 | 34.85 | 34.85 | 30 | 21.8 | 30 | 21.8 | 30 | 21.8 | 30 | 30 | 30 | 5.31 | 35.31 | 35.31 | 35.31 | 26.02 | 26.02 | 26.02 | 5.03 | 20.99 | 20.99 | 20.99
2020-01-11 03:00 | 77.772 | 10.914 | 1.666 | 65.192 | 25.82 | 25.82 | 25.82 | 25.82 | 25.82 | 25.82 | 0 | 0 | 313 | 381 | 42.6 | 98 | -9.94 | 1 | 77.772 | 0 | 77.772 | LONG | LONG | [6 empty] | 42.6 | 1 | 42.6 | 1 | 42.6 | 1 | 1 | 1 | 1 | 4.85 | -3.85 | -3.85 | -3.85 | 21.8 | 21.8 | 21.8 | 21.8 | 21.8 | 21.8 | 21.8 | 21.8 | 21.8 | 5.31 | 16.49 | 16.49 | 16.49 | 25.82 | 25.82 | 25.82 | 5.03 | 20.79 | 20.79 | 20.79
2020-01-11 04:00 | 110.733 | 8.124 | 19.422 | 83.187 | 25.61 | 1 | 25.61 | 1 | 25.61 | 1 | 0 | 75 | 313 | 381 | 42.6 | 98 | -9.94 | 1 | 35.733 | 0 | 35.733 | LONG | LONG |  | 1 |  | 1 |  | 1 | 42.6 | 1 | 42.6 | 1 | 42.6 | 1 | 1 | 1 | 1 | 4.85 | -3.85 | -3.85 | -3.85 | 21.8 | 1 | 21.8 | 1 | 21.8 | 1 | 1 | 1 | 1 | 5.31 | -4.31 | -4.31 | -4.31 | 1 | 1 | 1 | 5.03 | -4.03 | -4.03 | -4.03
2020-01-11 05:00 | 74.789 | 6.574 | -6.292 | 74.507 | 25.41 | 1 | 25.41 | 1 | 25.41 | 1 | 0 | 70.167 | 313 | 381 | 42.6 | 98 | -9.94 | 1 | 4.622 | 0 | 4.622 | LONG | LONG |  | 1 |  | 1 |  | 1 | 42.6 | 1 | 42.6 | 1 | 42.6 | 1 | 1 | 1 | 1 | 4.85 | -3.85 | -3.85 | -3.85 | 21.8 | 1 | 21.8 | 1 | 21.8 | 1 | 1 | 1 | 1 | 5.31 | -4.31 | -4.31 | -4.31 | 1 | 1 | 1 | 5.03 | -4.03 | -4.03 | -4.03
2020-01-11 06:00 | 70.095 | 2.484 | 6.914 | 60.697 | 25.32 | 1 | 25.32 | 1 | 25.32 | 1 | 0 | 80.167 | 263 | 381 | 42.6 | 98 | -9.94 | 1 | -10.072 | 10.072 | 0 | LONG | LONG |  | 1 |  | 1 |  | 1 | 42.6 | 1 | 42.6 | 1 | 42.6 | 1 | 1 | 1 | 1 | 4.85 | -3.85 | -3.85 | -3.85 | 21.8 | 1 | 21.8 | 1 | 21.8 | 1 | 1 | 1 | 1 | 5.31 | -4.31 | -4.31 | -4.31 | 1 | 1 | 1 | 5.03 | -4.03 | -4.03 | -4.03
2020-01-11 07:00 | -71.135 | -50.839 | -6.884 | -13.412 | 25.25 | 22 | 25.25 | 22 | 25.25 | 22 | 20.8 | 15.833 | 263 | 381 | 42.6 | 98 | -9.94 | 1 | -66.168 | 66.168 | 0 | SHORT | SHORT | 25.25 |  | 25.25 |  | 25.25 |  | 25.25 | 1 | 25.25 | 1 | 25.25 | 1 | 25.25 | 25.25 | 25.25 | 4.85 | 30.1 | 30.1 | 30.1 | 25.25 | 21.8 | 25.25 | 21.8 | 25.25 | 21.8 | 25.25 | 25.25 | 25.25 | 5.31 | 30.56 | 30.56 | 30.56 | 25.25 | 25.25 | 25.25 | 5.03 | 30.28 | 30.28 | 30.28
2020-01-11 08:00 | -62.789 | 2.855 | -2.687 | -62.957 | 54.6 | 25.41 | 54.6 | 25.41 | 54.6 | 25.41 | 74 | 0 | 263 | 381 | 42.6 | 98 | -9.94 | 1 | 11.211 | 0 | 11.211 | SHORT | SHORT | 54.6 |  | 54.6 |  | 54.6 |  | 54.6 | 1 | 54.6 | 1 | 54.6 | 1 | 54.6 | 54.6 | 54.6 | 4.85 | 59.45 | 59.45 | 59.45 | 54.6 | 21.8 | 54.6 | 21.8 | 54.6 | 21.8 | 54.6 | 54.6 | 54.6 | 5.31 | 59.91 | 59.91 | 59.91 | 54.6 | 54.6 | 54.6 | 5.03 | 59.63 | 59.63 | 59.63
2020-01-11 09:00 | -48.804 | 43.582 | -14.273 | -78.113 | 42.6 | 25.67 | 42.6 | 25.67 | 42.6 | 25.67 | 46.8 | 0 | 263 | 381 | 38 | 98 | -9.94 | 1 | -2.004 | 2.004 | 0 | SHORT | SHORT | 42.6 |  | 42.6 |  | 42.6 |  | 42.6 | 1 | 42.6 | 1 | 42.6 | 1 | 42.6 | 42.6 | 42.6 | 4.85 | 47.45 | 47.45 | 47.45 | 42.6 | 19.5 | 42.6 | 19.5 | 42.6 | 19.5 | 42.6 | 42.6 | 42.6 | 5.31 | 47.91 | 47.91 | 47.91 | 42.6 | 42.6 | 42.6 | 5.03 | 47.63 | 47.63 | 47.63
2020-01-11 10:00 | -50.511 | 35.188 | 8.001 | -93.7 | 34 | 25.93 | 34 | 25.93 | 34 | 25.93 | 61.083 | 0 | 232 | 411 | 34 | 95 | -30 | 1 | 10.572 | 0 | 10.572 | SHORT | SHORT | 34 |  | 34 |  | 34 |  | 34 | 1 | 34 | 1 | 34 | 1 | 34 | 34 | 34 | 4.85 | 38.85 | 38.85 | 38.85 | 34 | 17.5 | 34 | 17.5 | 34 | 17.5 | 34 | 34 | 34 | 5.31 | 39.31 | 39.31 | 39.31 | 34 | 34 | 34 | 5.03 | 39.03 | 39.03 | 39.03
2020-01-11 11:00 | -44.048 | 42.334 | 9.334 | -95.716 | 28 | 25.85 | 28 | 25.85 | 28 | 25.85 | 50 | 0 | 263 | 381 | 42.6 | 98 | -9.94 | 1 | 5.952 | 0 | 5.952 | SHORT | SHORT | 28 |  | 28 |  | 28 |  | 28 | 1 | 28 | 1 | 28 | 1 | 28 | 28 | 28 | 4.85 | 32.85 | 32.85 | 32.85 | 28 | 21.8 | 28 | 21.8 | 28 | 21.8 | 28 | 28 | 28 | 5.31 | 33.31 | 33.31 | 33.31 | 28 | 28 | 28 | 5.03 | 33.03 | 33.03 | 33.03
2020-01-11 12:00 | -7.961 | 70.01 | 20.871 | -98.842 | 28 | 25.54 | 28 | 25.54 | 28 | 25.54 | 30 | 0 | 263 | 381 | 40 | 98 | -9.94 | 1 | 22.039 | 0 | 22.039 | SHORT | SHORT | 28 |  | 28 |  | 28 |  | 28 | 1 | 28 | 1 | 28 | 1 | 28 | 28 | 28 | 4.85 | 32.85 | 32.85 | 32.85 | 28 | 20.5 | 28 | 20.5 | 28 | 20.5 | 28 | 28 | 28 | 5.31 | 33.31 | 33.31 | 33.31 | 28 | 28 | 28 | 5.03 | 33.03 | 33.03 | 33.03
2020-01-11 13:00 | 79.746 | 117.827 | 31.173 | -69.254 | 25.19 | 25.19 | 25.19 | 25.19 | 25.19 | 25.19 | 0 | 62.5 | 263 | 381 | 34 | 98 | -9.94 | 1 | 17.246 | 0 | 17.246 | LONG | LONG |  | 25.19 |  | 25.19 |  | 25.19 | 34 | 25.19 | 34 | 25.19 | 34 | 25.19 | 25.19 | 25.19 | 25.19 | 4.85 | 20.34 | 20.34 | 20.34 | 17.5 | 25.19 | 17.5 | 25.19 | 17.5 | 25.19 | 25.19 | 25.19 | 25.19 | 5.31 | 19.88 | 19.88 | 19.88 | 25.19 | 25.19 | 25.19 | 5.03 | 20.16 | 20.16 | 20.16
2020-01-11 14:00 | 92.264 | 99.02 | 41.656 | -48.412 | 25.01 | 25.01 | 25.01 | 25.01 | 25.01 | 25.01 | 0 | 83.3 | 263 | 381 | 34 | 98 | -9.94 | 1 | 8.964 | 0 | 8.964 | LONG | LONG |  | 25.01 |  | 25.01 |  | 25.01 | 34 | 25.01 | 34 | 25.01 | 34 | 25.01 | 25.01 | 25.01 | 25.01 | 4.85 | 20.16 | 20.16 | 20.16 | 17.5 | 25.01 | 17.5 | 25.01 | 17.5 | 25.01 | 25.01 | 25.01 | 25.01 | 5.31 | 19.7 | 19.7 | 19.7 | 25.01 | 25.01 | 25.01 | 5.03 | 19.98 | 19.98 | 19.98
2020-01-11 15:00 | 82.065 | 89.407 | 32.233 | -39.575 | 24.87 | 24.87 | 24.87 | 24.87 | 24.87 | 24.87 | 0 | 90 | 265 | 381 | 34 | 98 | -9.94 | 1 | -7.935 | 7.935 | 0 | LONG | LONG |  | 24.87 |  | 24.87 |  | 24.87 | 34 | 24.87 | 34 | 24.87 | 34 | 24.87 | 24.87 | 24.87 | 24.87 | 4.85 | 20.02 | 20.02 | 20.02 | 17.5 | 24.87 | 17.5 | 24.87 | 17.5 | 24.87 | 24.87 | 24.87 | 24.87 | 5.31 | 19.56 | 19.56 | 19.56 | 24.87 | 24.87 | 24.87 | 5.03 | 19.84 | 19.84 | 19.84
2020-01-11 16:00 | 34.821 | 24.037 | 36.893 | -26.109 | 25.17 | 22.5 | 25.17 | 22.5 | 25.17 | 22.5 | 0 | 60.833 | 216 | 381 | 35.17 | 100 | 1 | 9 | -26.012 | 26.012 | 0 | LONG | LONG |  | 22.5 |  | 22.5 |  | 22.5 | 35.17 | 22.5 | 35.17 | 22.5 | 35.17 | 22.5 | 22.5 | 22.5 | 22.5 | 4.85 | 17.65 | 17.65 | 17.65 | 22.09 | 22.5 | 22.09 | 22.5 | 22.09 | 22.5 | 22.5 | 22.5 | 22.5 | 5.31 | 17.19 | 17.19 | 17.19 | 22.5 | 22.5 | 22.5 | 5.03 | 17.47 | 17.47 | 17.47
2020-01-11 17:00 | 48.251 | 48.947 | 20.442 | -21.138 | 25.55 | 25.55 | 25.55 | 25.55 | 25.55 | 25.55 | 0 | 24.167 | 216 | 381 | 35.55 | 100 | 1 | 9 | 24.084 | 0 | 24.084 | LONG | LONG |  | 25.55 |  | 25.55 |  | 25.55 | 35.55 | 25.55 | 35.55 | 25.55 | 35.55 | 25.55 | 25.55 | 25.55 | 25.55 | 4.85 | 20.7 | 20.7 | 20.7 | 22.28 | 25.55 | 22.28 | 25.55 | 22.28 | 25.55 | 25.55 | 25.55 | 25.55 | 5.31 | 20.24 | 20.24 | 20.24 | 25.55 | 25.55 | 25.55 | 5.03 | 20.52 | 20.52 | 20.52
2020-01-11 18:00 | 131.295 | 81.331 | 50.519 | -0.555 | 25.65 | 1 | 25.65 | 1 | 25.65 | 1 | 0 | 122.5 | 266 | 381 | 35.65 | 100 | 1 | 9 | 8.795 | 0 | 8.795 | LONG | LONG |  | 1 |  | 1 |  | 1 | 35.65 | 1 | 35.65 | 1 | 35.65 | 1 | 1 | 1 | 1 | 4.85 | -3.85 | -3.85 | -3.85 | 22.33 | 1 | 22.33 | 1 | 22.33 | 1 | 1 | 1 | 1 | 5.31 | -4.31 | -4.31 | -4.31 | 1 | 1 | 1 | 5.03 | -4.03 | -4.03 | -4.03
2020-01-11 19:00 | 137.768 | 71.57 | 34.062 | 32.136 | 25.42 | 1 | 25.42 | 1 | 25.42 | 1 | 0 | 77.116 | 266 | 331 | 35.42 | 100 | 1 | 9 | 60.652 | 0 | 60.652 | LONG | LONG |  | 1 |  | 1 |  | 1 | 35.42 | 1 | 35.42 | 1 | 35.42 | 1 | 1 | 1 | 1 | 4.85 | -3.85 | -3.85 | -3.85 | 22.21 | 1 | 22.21 | 1 | 22.21 | 1 | 1 | 1 | 1 | 5.31 | -4.31 | -4.31 | -4.31 | 1 | 1 | 1 | 5.03 | -4.03 | -4.03 | -4.03
2020-01-11 20:00 | 169.492 | 63.803 | 36.301 | 69.388 | 24.78 | 9 | 24.78 | 9 | 24.78 | 9 | 0 | 138.167 | 266 | 331 | 34.78 | 100 | 1 | 9 | 31.325 | 0 | 31.325 | LONG | LONG |  | 9 |  | 9 |  | 9 | 34.78 | 9 | 34.78 | 9 | 34.78 | 9 | 9 | 9 | 9 | 4.85 | 4.15 | 4.15 | 4.15 | 21.89 | 9 | 21.89 | 9 | 21.89 | 9 | 9 | 9 | 9 | 5.31 | 3.69 | 3.69 | 3.69 | 9 | 9 | 9 | 5.03 | 3.97 | 3.97 | 3.97
2020-01-11 21:00 | 144.637 | 56.619 | 40.153 | 47.865 | 24.11 | 1 | 24.11 | 1 | 24.11 | 1 | 0 | 111.7 | 266 | 331 | 34.11 | 100 | 1 | 9 | 32.937 | 0 | 32.937 | LONG | LONG |  | 1 |  | 1 |  | 1 | 34.11 | 1 | 34.11 | 1 | 34.11 | 1 | 1 | 1 | 1 | 4.85 | -3.85 | -3.85 | -3.85 | 21.56 | 1 | 21.56 | 1 | 21.56 | 1 | 1 | 1 | 1 | 5.31 | -4.31 | -4.31 | -4.31 | 1 | 1 | 1 | 5.03 | -4.03 | -4.03 | -4.03
2020-01-11 22:00 | 146.665 | 48.193 | 43.057 | 55.415 | 23.16 | 9 | 23.16 | 9 | 23.16 | 9 | 0 | 105.75 | 266 | 331 | 33.16 | 100 | 1 | 9 | 40.915 | 0 | 40.915 | LONG | LONG |  | 9 |  | 9 |  | 9 | 33.16 | 9 | 33.16 | 9 | 33.16 | 9 | 9 | 9 | 9 | 4.85 | 4.15 | 4.15 | 4.15 | 21.08 | 9 | 21.08 | 9 | 21.08 | 9 | 9 | 9 | 9 | 5.31 | 3.69 | 3.69 | 3.69 | 9 | 9 | 9 | 5.03 | 3.97 | 3.97 | 3.97
2020-01-11 23:00 | 101.78 | 31.004 | 37.704 | 33.072 | 21.33 | 7 | 21.33 | 7 | 21.33 | 7 | 0 | 66.667 | 266 | 108 | 31.33 | 100 | 1 | 1 | 35.113 | 0 | 35.113 | LONG | LONG |  | 7 |  | 7 |  | 7 | 31.33 | 7 | 31.33 | 7 | 31.33 | 7 | 7 | 7 | 7 | 4.85 | 2.15 | 2.15 | 2.15 | 16.17 | 7 | 16.17 | 7 | 16.17 | 7 | 7 | 7 | 7 | 5.31 | 1.69 | 1.69 | 1.69 | 7 | 7 | 7 | 5.03 | 1.97 | 1.97 | 1.97
2020-01-12 | 108.136 | 5.775 | 37.852 | 64.509 | 19.31 | 1 | 19.31 | 1 | 19.31 | 1 | 0 | 79 | 264 | 158 | 42.9 | 100 | 1 | 1 | 29.136 | 0 | 29.136 | LONG | LONG |  | 1 |  | 1 |  | 1 | 42.9 | 1 | 42.9 | 1 | 42.9 | 1 | 1 | 1 | 1 | 4.85 | -3.85 | -3.85 | -3.85 | 21.95 | 1 | 21.95 | 1 | 21.95 | 1 | 1 | 1 | 1 | 5.31 | -4.31 | -4.31 | -4.31 | 1 | 1 | 1 | 5.03 | -4.03 | -4.03 | -4.03
2020-01-12 01:00 | 16.251 | -20.735 | 29.245 | 7.741 | 20.11 | 20.11 | 20.11 | 20.11 | 20.11 | 20.11 | 0 | 0 | 264 | 0 | 42.9 | 100 | 0 | 0 | 16.251 | 0 | 16.251 | LONG | LONG | [6 empty] | 42.9 | 0 | 42.9 | 0 | 42.9 | 0 | 0 | 0 | 0 | 4.85 | -4.85 | -4.85 | -4.85 | 21.45 | 21.45 | 21.45 | 21.45 | 21.45 | 21.45 | 21.45 | 21.45 | 21.45 | 5.31 | 16.14 | 16.14 | 16.14 | 20.11 | 20.11 | 20.11 | 5.03 | 15.08 | 15.08 | 15.08
2020-01-12 02:00 | 39.688 | 15.601 | 35.848 | -11.761 | 19.37 | 5 | 19.37 | 5 | 19.37 | 5 | 0 | 25 | 264 | 0 | 42.9 | 100 | 0 | 0 | 14.688 | 0 | 14.688 | LONG | LONG |  | 5 |  | 5 |  | 5 | 42.9 | 5 | 42.9 | 5 | 42.9 | 5 | 5 | 5 | 5 | 4.85 | 0.15 | 0.15 | 0.15 | 21.45 | 5 | 21.45 | 5 | 21.45 | 5 | 5 | 5 | 5 | 5.31 | -0.31 | -0.31 | -0.31 | 5 | 5 | 5 | 5.03 | -0.03 | -0.03 | -0.03
2020-01-12 03:00 | 13.067 | 13.399 | 36.164 | -36.496 | 18.36 | 18.36 | 18.36 | 18.36 | 18.36 | 18.36 | 0 | 0 | 264 | 0 | 42.9 | 100 | 0 | 0 | 13.067 | 0 | 13.067 | LONG | LONG | [6 empty] | 42.9 | 0 | 42.9 | 0 | 42.9 | 0 | 0 | 0 | 0 | 4.85 | -4.85 | -4.85 | -4.85 | 21.45 | 21.45 | 21.45 | 21.45 | 21.45 | 21.45 | 21.45 | 21.45 | 21.45 | 5.31 | 16.14 | 16.14 | 16.14 | 18.36 | 18.36 | 18.36 | 5.03 | 13.33 | 13.33 | 13.33
2020-01-12 04:00 | 26.792 | 25.231 | 32.77 | -31.209 | 18.34 | 18.34 | 18.34 | 18.34 | 18.34 | 18.34 | 0 | 0 | 264 | 0 | 42.9 | 100 | 0 | 0 | 26.792 | 0 | 26.792 | LONG | LONG | [6 empty] | 42.9 | 0 | 42.9 | 0 | 42.9 | 0 | 0 | 0 | 0 | 4.85 | -4.85 | -4.85 | -4.85 | 21.45 | 21.45 | 21.45 | 21.45 | 21.45 | 21.45 | 21.45 | 21.45 | 21.45 | 5.31 | 16.14 | 16.14 | 16.14 | 18.34 | 18.34 | 18.34 | 5.03 | 13.31 | 13.31 | 13.31
2020-01-12 05:00 | 49.808 | 28.09 | 34.828 | -13.11 | 18.16 | 10.12 | 18.16 | 10.12 | 18.16 | 10.12 | 0 | 29.167 | 264 | 0 | 42.9 | 100 | 0 | 0 | 20.641 | 0 | 20.641 | LONG | LONG |  | 10.12 |  | 10.12 |  | 10.12 | 42.9 | 10.12 | 42.9 | 10.12 | 42.9 | 10.12 | 10.12 | 10.12 | 10.12 | 4.85 | 5.27 | 5.27 | 5.27 | 21.45 | 10.12 | 21.45 | 10.12 | 21.45 | 10.12 | 10.12 | 10.12 | 10.12 | 5.31 | 4.81 | 4.81 | 4.81 | 10.12 | 10.12 | 10.12 | 5.03 | 5.09 | 5.09 | 5.09
2020-01-12 06:00 | 53.54 | 26.442 | 47.175 | -20.077 | 18.66 | 9.5 | 18.66 | 9.5 | 18.66 | 9.5 | 0 | 33.333 | 264 | 0 | 42.9 | 100 | 0 | 0 | 20.207 | 0 | 20.207 | LONG | LONG |  | 9.5 |  | 9.5 |  | 9.5 | 42.9 | 9.5 | 42.9 | 9.5 | 42.9 | 9.5 | 9.5 | 9.5 | 9.5 | 4.85 | 4.65 | 4.65 | 4.65 | 21.45 | 9.5 | 21.45 | 9.5 | 21.45 | 9.5 | 9.5 | 9.5 | 9.5 | 5.31 | 4.19 | 4.19 | 4.19 | 9.5 | 9.5 | 9.5 | 5.03 | 4.47 | 4.47 | 4.47
2020-01-12 07:00 | 94.355 | 53.608 | 50.596 | -9.849 | 17.39 | 17.39 | 17.39 | 17.39 | 17.39 | 17.39 | 0 | 0 | 264 | 0 | 42.9 | 100 | 0 | 0 | 94.355 | 0 | 94.355 | LONG | LONG | [6 empty] | 42.9 | 0 | 42.9 | 0 | 42.9 | 0 | 0 | 0 | 0 | 4.85 | -4.85 | -4.85 | -4.85 | 21.45 | 21.45 | 21.45 | 21.45 | 21.45 | 21.45 | 21.45 | 21.45 | 21.45 | 5.31 | 16.14 | 16.14 | 16.14 | 17.39 | 17.39 | 17.39 | 5.03 | 12.36 | 12.36 | 12.36
2020-01-12 08:00 | 129.991 | 42.466 | 50.561 | 36.964 | 18.22 | 2.5 | 18.22 | 2.5 | 18.22 | 2.5 | 0 | 46.667 | 264 | 0 | 42.9 | 100 | 0 | 0 | 83.324 | 0 | 83.324 | LONG | LONG |  | 2.5 |  | 2.5 |  | 2.5 | 42.9 | 2.5 | 42.9 | 2.5 | 42.9 | 2.5 | 2.5 | 2.5 | 2.5 | 4.85 | -2.35 | -2.35 | -2.35 | 21.45 | 2.5 | 21.45 | 2.5 | 21.45 | 2.5 | 2.5 | 2.5 | 2.5 | 5.31 | -2.81 | -2.81 | -2.81 | 2.5 | 2.5 | 2.5 | 5.03 | -2.53 | -2.53 | -2.53
2020-01-12 09:00 | 160.782 | 60.46 | 69.798 | 30.524 | 22.1 | 11 | 22.1 | 11 | 22.1 | 11 | 0 | 50 | 266 | 0 | 32.1 | 100 | 0 | 0 | 110.782 | 0 | 110.782 | LONG | LONG |  | 11 |  | 11 |  | 11 | 32.1 | 11 | 32.1 | 11 | 32.1 | 11 | 11 | 11 | 11 | 4.85 | 6.15 | 6.15 | 6.15 | 16.05 | 11 | 16.05 | 11 | 16.05 | 11 | 11 | 11 | 11 | 5.31 | 5.69 | 5.69 | 5.69 | 11 | 11 | 11 | 5.03 | 5.97 | 5.97 | 5.97
2020-01-12 10:00 | 165.96 | 79.686 | 68.388 | 17.886 | 23.93 | 5 | 23.93 | 5 | 23.93 | 5 | 0 | 158 | 266 | 216 | 33.93 | 100 | 5 | 5 | 7.96 | 0 | 7.96 | LONG | LONG |  | 5 |  | 5 |  | 5 | 33.93 | 5 | 33.93 | 5 | 33.93 | 5 | 5 | 5 | 5 | 4.85 | 0.15 | 0.15 | 0.15 | 19.47 | 5 | 19.47 | 5 | 19.47 | 5 | 5 | 5 | 5 | 5.31 | -0.31 | -0.31 | -0.31 | 5 | 5 | 5 | 5.03 | -0.03 | -0.03 | -0.03
2020-01-12 11:00 | 122.173 | 67.427 | 43.945 | 10.801 | 24.23 | 1 | 24.23 | 1 | 24.23 | 1 | 0 | 119.167 | 646 | 374 | 34.23 | 100 | -1 | 1 | 3.006 | 0 | 3.006 | LONG | LONG |  | 1 |  | 1 |  | 1 | 34.23 | 1 | 34.23 | 1 | 34.23 | 1 | 1 | 1 | 1 | 4.85 | -3.85 | -3.85 | -3.85 | 17.62 | 1 | 17.62 | 1 | 17.62 | 1 | 1 | 1 | 1 | 5.31 | -4.31 | -4.31 | -4.31 | 1 | 1 | 1 | 5.03 | -4.03 | -4.03 | -4.03
2020-01-12 12:00 | 95.596 | 49.859 | 47.545 | -1.808 | 24.84 | 1 | 24.84 | 1 | 24.84 | 1 | 0 | 102.5 | 646 | 158 | 34.84 | 100 | 1 | 1 | -6.904 | 6.904 | 0 | LONG | LONG |  | 1 |  | 1 |  | 1 | 34.84 | 1 | 34.84 | 1 | 34.84 | 1 | 1 | 1 | 1 | 4.85 | -3.85 | -3.85 | -3.85 | 17.92 | 1 | 17.92 | 1 | 17.92 | 1 | 1 | 1 | 1 | 5.31 | -4.31 | -4.31 | -4.31 | 1 | 1 | 1 | 5.03 | -4.03 | -4.03 | -4.03
2020-01-12 13:00 | 40.547 | 14.785 | 35.254 | -9.492 | 24.45 | 20 | 24.45 | 20 | 24.45 | 20 | 0 | 25 | 646 | 108 | 34.45 | 100 | 1 | 1 | 15.547 | 0 | 15.547 | LONG | LONG |  | 20 |  | 20 |  | 20 | 34.45 | 20 | 34.45 | 20 | 34.45 | 20 | 20 | 20 | 20 | 4.85 | 15.15 | 15.15 | 15.15 | 17.73 | 20 | 17.73 | 20 | 17.73 | 20 | 20 | 20 | 20 | 5.31 | 14.69 | 14.69 | 14.69 | 20 | 20 | 20 | 5.03 | 14.97 | 14.97 | 14.97
2020-01-12 14:00 | 41.973 | 44.776 | 22.685 | -25.488 | 24.41 | 20.7 | 24.41 | 20.7 | 24.41 | 20.7 | 0 | 30.833 | 596 | 108 | 34.41 | 100 | 1 | 1 | 11.14 | 0 | 11.14 | LONG | LONG |  | 20.7 |  | 20.7 |  | 20.7 | 34.41 | 20.7 | 34.41 | 20.7 | 34.41 | 20.7 | 20.7 | 20.7 | 20.7 | 4.85 | 15.85 | 15.85 | 15.85 | 17.71 | 20.7 | 17.71 | 20.7 | 17.71 | 20.7 | 20.7 | 20.7 | 20.7 | 5.31 | 15.39 | 15.39 | 15.39 | 20.7 | 20.7 | 20.7 | 5.03 | 15.67 | 15.67 | 15.67
2020-01-12 15:00 | 28.442 | 48.749 | 25.274 | -45.581 | 24.94 | 24.94 | 24.94 | 24.94 | 24.94 | 24.94 | 0 | 0 | 596 | 108 | 34.94 | 100 | 1 | 1 | 28.442 | 0 | 28.442 | LONG | LONG | [6 empty] | 34.94 | 1 | 34.94 | 1 | 34.94 | 1 | 1 | 1 | 1 | 4.85 | -3.85 | -3.85 | -3.85 | 17.97 | 17.97 | 17.97 | 17.97 | 17.97 | 17.97 | 17.97 | 17.97 | 17.97 | 5.31 | 12.66 | 12.66 | 12.66 | 24.94 | 24.94 | 24.94 | 5.03 | 19.91 | 19.91 | 19.91
2020-01-12 16:00 | -17.514 | 10.055 | 23.957 | -51.526 | 54.9 | 25.27 | 54.9 | 25.27 | 54.9 | 25.27 | 32.5 | 0 | 596 | 108 | 35.27 | 100 | 1 | 1 | 14.986 | 0 | 14.986 | SHORT | SHORT | 54.9 |  | 54.9 |  | 54.9 |  | 54.9 | 1 | 54.9 | 1 | 54.9 | 1 | 54.9 | 54.9 | 54.9 | 4.85 | 59.75 | 59.75 | 59.75 | 54.9 | 18.14 | 54.9 | 18.14 | 54.9 | 18.14 | 54.9 | 54.9 | 54.9 | 5.31 | 60.21 | 60.21 | 60.21 | 54.9 | 54.9 | 54.9 | 5.03 | 59.93 | 59.93 | 59.93
2020-01-12 17:00 | 34.531 | 45.611 | 24.182 | -35.262 | 30 | 25.69 | 30 | 25.69 | 30 | 25.69 | 16.667 | 0 | 644 | 108 | 42.9 | 100 | 1 | 1 | 51.198 | 0 | 51.198 | SHORT | LONG | 30 |  | 30 |  | 30 |  | 30 | 1 | 30 | 1 | 30 | 1 | 30 | 30 | 30 | 4.85 | 34.85 | 34.85 | 34.85 | 30 | 21.95 | 30 | 21.95 | 30 | 21.95 | 30 | 30 | 30 | 5.31 | 35.31 | 35.31 | 35.31 | 25.69 | 25.69 | 25.69 | 5.03 | 20.66 | 20.66 | 20.66
2020-01-12 18:00 | 58.085 | 57.842 | 31.032 | -30.789 | 26.5 | 1 | 26.5 | 1 | 26.5 | 1 | 0 | 33.967 | 646 | 108 | 36.5 | 100 | 1 | 1 | 24.118 | 0 | 24.118 | LONG | LONG |  | 1 |  | 1 |  | 1 | 36.5 | 1 | 36.5 | 1 | 36.5 | 1 | 1 | 1 | 1 | 4.85 | -3.85 | -3.85 | -3.85 | 18.75 | 1 | 18.75 | 1 | 18.75 | 1 | 1 | 1 | 1 | 5.31 | -4.31 | -4.31 | -4.31 | 1 | 1 | 1 | 5.03 | -4.03 | -4.03 | -4.03
2020-01-12 19:00 | 103.872 | 103.07 | 23.168 | -22.366 | 29.72 | 1 | 29.72 | 1 | 29.72 | 1 | 0 | 93.334 | 626 | 158 | 39.72 | 100 | 1 | 1 | 10.538 | 0 | 10.538 | LONG | LONG |  | 1 |  | 1 |  | 1 | 39.72 | 1 | 39.72 | 1 | 39.72 | 1 | 1 | 1 | 1 | 4.85 | -3.85 | -3.85 | -3.85 | 20.36 | 1 | 20.36 | 1 | 20.36 | 1 | 1 | 1 | 1 | 5.31 | -4.31 | -4.31 | -4.31 | 1 | 1 | 1 | 5.03 | -4.03 | -4.03 | -4.03
2020-01-12 20:00 | 102.31 | 105.466 | 17.589 | -20.745 | 26.16 | 1 | 26.16 | 1 | 26.16 | 1 | 0 | 92 | 646 | 158 | 36.16 | 100 | 1 | 1 | 10.31 | 0 | 10.31 | LONG | LONG |  | 1 |  | 1 |  | 1 | 36.16 | 1 | 36.16 | 1 | 36.16 | 1 | 1 | 1 | 1 | 4.85 | -3.85 | -3.85 | -3.85 | 18.58 | 1 | 18.58 | 1 | 18.58 | 1 | 1 | 1 | 1 | 5.31 | -4.31 | -4.31 | -4.31 | 1 | 1 | 1 | 5.03 | -4.03 | -4.03 | -4.03
2020-01-12 21:00 | 40.21 | 63.722 | 4.339 | -27.851 | 25.62 | 25.62 | 25.62 | 25.62 | 25.62 | 25.62 | 0 | 24.167 | 646 | 108 | 35.62 | 100 | 1 | 1 | 16.043 | 0 | 16.043 | LONG | LONG |  | 25.62 |  | 25.62 |  | 25.62 | 35.62 | 25.62 | 35.62 | 25.62 | 35.62 | 25.62 | 25.62 | 25.62 | 25.62 | 4.85 | 20.77 | 20.77 | 20.77 | 18.31 | 25.62 | 18.31 | 25.62 | 18.31 | 25.62 | 25.62 | 25.62 | 25.62 | 5.31 | 20.31 | 20.31 | 20.31 | 25.62 | 25.62 | 25.62 | 5.03 | 20.59 | 20.59 | 20.59
2020-01-12 22:00 | 39.635 | 58.671 | 26.612 | -45.648 | 25.53 | 22 | 25.53 | 22 | 25.53 | 22 | 0 | 27.5 | 646 | 0 | 35.53 | 100 | 0 | 0 | 12.135 | 0 | 12.135 | LONG | LONG |  | 22 |  | 22 |  | 22 | 35.53 | 22 | 35.53 | 22 | 35.53 | 22 | 22 | 22 | 22 | 4.85 | 17.15 | 17.15 | 17.15 | 17.77 | 22 | 17.77 | 22 | 17.77 | 22 | 22 | 22 | 22 | 5.31 | 16.69 | 16.69 | 16.69 | 22 | 22 | 22 | 5.03 | 16.97 | 16.97 | 16.97
2020-01-12 23:00 | 19.294 | 66.393 | 54.912 | -102.011 | 25.48 | 21.1 | 25.48 | 21.1 | 25.48 | 21.1 | 0 | 13.333 | 646 | 0 | 35.48 | 100 | 0 | 0 | 5.961 | 0 | 5.961 | LONG | LONG |  | 21.1 |  | 21.1 |  | 21.1 | 35.48 | 21.1 | 35.48 | 21.1 | 35.48 | 21.1 | 21.1 | 21.1 | 21.1 | 4.85 | 16.25 | 16.25 | 16.25 | 17.74 | 21.1 | 17.74 | 21.1 | 17.74 | 21.1 | 21.1 | 21.1 | 21.1 | 5.31 | 15.79 | 15.79 | 15.79 | 21.1 | 21.1 | 21.1 | 5.03 | 16.07 | 16.07 | 16.07
2020-01-13 | -2.141 | 88.211 | 38.755 | -129.107 | 24.27 | 24.27 | 24.27 | 24.27 | 24.27 | 24.27 | 0 | 0 | 644 | 0 | 42.8 | 100 | 0 | 0 | -2.141 | 2.141 | 0 | SHORT | SHORT | [6 empty] | 42.8 | 0 | 42.8 | 0 | 42.8 | 0 | 42.8 | 42.8 | 42.8 | 4.85 | 47.65 | 47.65 | 47.65 | 21.4 | 21.4 | 21.4 | 21.4 | 21.4 | 21.4 | 21.4 | 21.4 | 21.4 | 5.31 | 26.71 | 26.71 | 26.71 | 24.27 | 24.27 | 24.27 | 5.03 | 29.3 | 29.3 | 29.3
2020-01-13 01:00 | -56.808 | -37.002 | 45.296 | -65.102 | 22.52 | 22.52 | 22.52 | 22.52 | 22.52 | 22.52 | 59.967 | 0 | 693 | 0 | 42.8 | 95 | 0 | 0 | 3.159 | 0 | 3.159 | SHORT | SHORT | 22.52 |  | 22.52 |  | 22.52 |  | 22.52 | 0 | 22.52 | 0 | 22.52 | 0 | 22.52 | 22.52 | 22.52 | 4.85 | 27.37 | 27.37 | 27.37 | 22.52 | 21.4 | 22.52 | 21.4 | 22.52 | 21.4 | 22.52 | 22.52 | 22.52 | 5.31 | 27.83 | 27.83 | 27.83 | 22.52 | 22.52 | 22.52 | 5.03 | 27.55 | 27.55 | 27.55
2020-01-13 02:00 | 7.958 | 64.325 | 11.881 | -68.248 | 23.91 | 23.91 | 23.91 | 23.91 | 23.91 | 23.91 | 0 | 0 | 693 | 0 | 42.8 | 95 | 0 | 0 | 7.958 | 0 | 7.958 | LONG | LONG | [6 empty] | 42.8 | 0 | 42.8 | 0 | 42.8 | 0 | 0 | 0 | 0 | 4.85 | -4.85 | -4.85 | -4.85 | 21.4 | 21.4 | 21.4 | 21.4 | 21.4 | 21.4 | 21.4 | 21.4 | 21.4 | 5.31 | 16.09 | 16.09 | 16.09 | 23.91 | 23.91 | 23.91 | 5.03 | 18.88 | 18.88 | 18.88
2020-01-13 03:00 | 43.837 | 57.009 | 43.832 | -57.004 | 23.96 | 23.96 | 23.96 | 23.96 | 23.96 | 23.96 | 0 | 35 | 693 | 0 | 42.8 | 95 | 0 | 0 | 8.837 | 0 | 8.837 | LONG | LONG |  | 23.96 |  | 23.96 |  | 23.96 | 42.8 | 23.96 | 42.8 | 23.96 | 42.8 | 23.96 | 23.96 | 23.96 | 23.96 | 4.85 | 19.11 | 19.11 | 19.11 | 21.4 | 23.96 | 21.4 | 23.96 | 21.4 | 23.96 | 23.96 | 23.96 | 23.96 | 5.31 | 18.65 | 18.65 | 18.65 | 23.96 | 23.96 | 23.96 | 5.03 | 18.93 | 18.93 | 18.93
2020-01-13 04:00 | -46.663 | 64.368 | 20.84 | -131.871 | 24.26 | 24.26 | 24.26 | 24.26 | 24.26 | 24.26 | 0 | 0 | 693 | 0 | 42.8 | 95 | 0 | 0 | -46.663 | 46.663 | 0 | SHORT | SHORT | [6 empty] | 42.8 | 0 | 42.8 | 0 | 42.8 | 0 | 42.8 | 42.8 | 42.8 | 4.85 | 47.65 | 47.65 | 47.65 | 21.4 | 21.4 | 21.4 | 21.4 | 21.4 | 21.4 | 21.4 | 21.4 | 21.4 | 5.31 | 26.71 | 26.71 | 26.71 | 24.26 | 24.26 | 24.26 | 5.03 | 29.29 | 29.29 | 29.29
2020-01-13 05:00 | -56.718 | 64.118 | 10.956 | -131.792 | 65 | 25.01 | 65 | 25.01 | 65 | 25.01 | 27.416 | 0 | 693 | 0 | 42.8 | 95 | 0 | 0 | -29.302 | 29.302 | 0 | SHORT | SHORT | 65 |  | 65 |  | 65 |  | 65 | 0 | 65 | 0 | 65 | 0 | 65 | 65 | 65 | 4.85 | 69.85 | 69.85 | 69.85 | 65 | 21.4 | 65 | 21.4 | 65 | 21.4 | 65 | 65 | 65 | 5.31 | 70.31 | 70.31 | 70.31 | 65 | 65 | 65 | 5.03 | 70.03 | 70.03 | 70.03
2020-01-13 06:00 | -92.528 | 30.083 | 32.665 | -155.276 | 75 | 25.99 | 75 | 25.99 | 75 | 25.99 | 69.5 | 0 | 693 | 0 | 42.8 | 95 | 0 | 0 | -23.028 | 23.028 | 0 | SHORT | SHORT | 75 |  | 75 |  | 75 |  | 75 | 0 | 75 | 0 | 75 | 0 | 75 | 75 | 75 | 4.85 | 79.85 | 79.85 | 79.85 | 75 | 21.4 | 75 | 21.4 | 75 | 21.4 | 75 | 75 | 75 | 5.31 | 80.31 | 80.31 | 80.31 | 75 | 75 | 75 | 5.03 | 80.03 | 80.03 | 80.03
2020-01-13 07:00 | -63.237 | 21.041 | 10.465 | -94.743 | 89 | 29.68 | 89 | 29.68 | 89 | 29.68 | 60.75 | 0 | 751 | 190 | 42.8 | 95 | 6.01 | 28 | -2.487 | 2.487 | 0 | SHORT | SHORT | 89 |  | 89 |  | 89 |  | 89 | 28 | 89 | 28 | 89 | 28 | 89 | 89 | 89 | 4.85 | 93.85 | 93.85 | 93.85 | 89 | 35.4 | 89 | 35.4 | 89 | 35.4 | 89 | 89 | 89 | 5.31 | 94.31 | 94.31 | 94.31 | 89 | 89 | 89 | 5.03 | 94.03 | 94.03 | 94.03
2020-01-13 08:00 | 59.417 | 45.001 | 0.427 | 13.989 | 40.97 | 36.6 | 40.97 | 36.6 | 40.97 | 36.6 | 0 | 20.683 | 118 | 444 | 38.6 | 95 | -40 | 36.6 | 38.734 | 0 | 38.734 | LONG | LONG |  | 36.6 |  | 36.6 |  | 36.6 | 38.6 | 36.6 | 38.6 | 36.6 | 38.6 | 36.6 | 36.6 | 36.6 | 36.6 | 4.85 | 31.75 | 31.75 | 31.75 | 37.6 | 36.6 | 37.6 | 36.6 | 37.6 | 36.6 | 36.6 | 36.6 | 36.6 | 5.31 | 31.29 | 31.29 | 31.29 | 36.6 | 36.6 | 36.6 | 5.03 | 31.57 | 31.57 | 31.57
2020-01-13 09:00 | 77.628 | 73.444 | 21.356 | -17.172 | 47.7 | 28 | 47.7 | 28 | 47.7 | 28 | 0 | 70.417 | 22 | 456 | 57.7 | 80 | -40 | 35 | 7.211 | 0 | 7.211 | LONG | LONG |  | 28 |  | 28 |  | 28 | 57.7 | 28 | 57.7 | 28 | 57.7 | 28 | 28 | 28 | 28 | 4.85 | 23.15 | 23.15 | 23.15 | 46.35 | 28 | 46.35 | 28 | 46.35 | 28 | 28 | 28 | 28 | 5.31 | 22.69 | 22.69 | 22.69 | 28 | 28 | 28 | 5.03 | 22.97 | 22.97 | 22.97
2020-01-13 10:00 | -2.658 | 39.6 | 13.179 | -55.437 | 48.32 | 48.32 | 48.32 | 48.32 | 48.32 | 48.32 | 7.9 | 0 | 153 | 466 | 37 | 95 | -40 | 35 | 5.242 | 0 | 5.242 | SHORT | SHORT | 48.32 |  | 48.32 |  | 48.32 |  | 48.32 | 35 | 48.32 | 35 | 48.32 | 35 | 48.32 | 48.32 | 48.32 | 4.85 | 53.17 | 53.17 | 53.17 | 48.32 | 36 | 48.32 | 36 | 48.32 | 36 | 48.32 | 48.32 | 48.32 | 5.31 | 53.63 | 53.63 | 53.63 | 48.32 | 48.32 | 48.32 | 5.03 | 53.35 | 53.35 | 53.35
2020-01-13 11:00 | -18.703 | 32.681 | 15.622 | -67.006 | 80 | 47.72 | 80 | 47.72 | 80 | 47.72 | 38.216 | 0 | 155 | 494 | 37 | 95 | -40 | 35 | 19.513 | 0 | 19.513 | SHORT | SHORT | 80 |  | 80 |  | 80 |  | 80 | 35 | 80 | 35 | 80 | 35 | 80 | 80 | 80 | 4.85 | 84.85 | 84.85 | 84.85 | 80 | 36 | 80 | 36 | 80 | 36 | 80 | 80 | 80 | 5.31 | 85.31 | 85.31 | 85.31 | 80 | 80 | 80 | 5.03 | 85.03 | 85.03 | 85.03
2020-01-13 12:00 | 77.818 | 87.703 | 36.148 | -46.033 | 46.07 | 28 | 46.07 | 28 | 46.07 | 28 | 0 | 63.766 | 153 | 484 | 37 | 95 | -40 | 35 | 14.052 | 0 | 14.052 | LONG | LONG |  | 28 |  | 28 |  | 28 | 37 | 28 | 37 | 28 | 37 | 28 | 28 | 28 | 28 | 4.85 | 23.15 | 23.15 | 23.15 | 36 | 28 | 36 | 28 | 36 | 28 | 28 | 28 | 28 | 5.31 | 22.69 | 22.69 | 22.69 | 28 | 28 | 28 | 5.03 | 22.97 | 22.97 | 22.97
2020-01-13 13:00 | 122.451 | 94.763 | 48.472 | -20.784 | 45.87 | 24.5 | 45.87 | 24.5 | 45.87 | 24.5 | 0 | 112.25 | 133 | 484 | 37 | 95 | -40 | 35 | 10.201 | 0 | 10.201 | LONG | LONG |  | 24.5 |  | 24.5 |  | 24.5 | 37 | 24.5 | 37 | 24.5 | 37 | 24.5 | 24.5 | 24.5 | 24.5 | 4.85 | 19.65 | 19.65 | 19.65 | 36 | 24.5 | 36 | 24.5 | 36 | 24.5 | 24.5 | 24.5 | 24.5 | 5.31 | 19.19 | 19.19 | 19.19 | 24.5 | 24.5 | 24.5 | 5.03 | 19.47 | 19.47 | 19.47
2020-01-13 14:00 | 141.294 | 92.196 | 55.654 | -6.556 | 44.58 | 23.5 | 44.58 | 23.5 | 44.58 | 23.5 | 0 | 131.95 | 142 | 484 | 37 | 95 | -40 | 35 | 9.344 | 0 | 9.344 | LONG | LONG |  | 23.5 |  | 23.5 |  | 23.5 | 37 | 23.5 | 37 | 23.5 | 37 | 23.5 | 23.5 | 23.5 | 23.5 | 4.85 | 18.65 | 18.65 | 18.65 | 36 | 23.5 | 36 | 23.5 | 36 | 23.5 | 23.5 | 23.5 | 23.5 | 5.31 | 18.19 | 18.19 | 18.19 | 23.5 | 23.5 | 23.5 | 5.03 | 18.47 | 18.47 | 18.47
2020-01-13 15:00 | 46.416 | 45.322 | 40.576 | -39.482 | 43.36 | 24 | 43.36 | 24 | 43.36 | 24 | 0 | 50.967 | 133 | 484 | 37 | 95 | -40 | 35 | -4.551 | 4.551 | 0 | LONG | LONG |  | 24 |  | 24 |  | 24 | 37 | 24 | 37 | 24 | 37 | 24 | 24 | 24 | 24 | 4.85 | 19.15 | 19.15 | 19.15 | 36 | 24 | 36 | 24 | 36 | 24 | 24 | 24 | 24 | 5.31 | 18.69 | 18.69 | 18.69 | 24 | 24 | 24 | 5.03 | 18.97 | 18.97 | 18.97
2020-01-13 16:00 | 36.547 | 27.116 | 49.347 | -39.916 | 44.56 | 29.25 | 44.56 | 29.25 | 44.56 | 29.25 | 0 | 33.333 | 151 | 485 | 37 | 95 | -40 | 35 | 3.214 | 0 | 3.214 | LONG | LONG |  | 29.25 |  | 29.25 |  | 29.25 | 37 | 29.25 | 37 | 29.25 | 37 | 29.25 | 29.25 | 29.25 | 29.25 | 4.85 | 24.4 | 24.4 | 24.4 | 36 | 29.25 | 36 | 29.25 | 36 | 29.25 | 29.25 | 29.25 | 29.25 | 5.31 | 23.94 | 23.94 | 23.94 | 29.25 | 29.25 | 29.25 | 5.03 | 24.22 | 24.22 | 24.22
2020-01-13 17:00 | 48.259 | 26.805 | 19.656 | 1.798 | 42.63 | 35 | 42.63 | 35 | 42.63 | 35 | 0 | 42.584 | 105 | 512 | 37 | 95 | -40 | 35 | 5.675 | 0 | 5.675 | LONG | LONG |  | 35 |  | 35 |  | 35 | 37 | 35 | 37 | 35 | 37 | 35 | 35 | 35 | 35 | 4.85 | 30.15 | 30.15 | 30.15 | 36 | 35 | 36 | 35 | 36 | 35 | 35 | 35 | 35 | 5.31 | 29.69 | 29.69 | 29.69 | 35 | 35 | 35 | 5.03 | 29.97 | 29.97 | 29.97
2020-01-13 18:00 | 14.81 | 18.646 | -11.277 | 7.441 | 54.8 | 45.68 | 54.8 | 45.68 | 54.8 | 45.68 | 1.934 | 0 | 105 | 512 | 37 | 95 | -40 | 35 | 16.744 | 0 | 16.744 | SHORT | LONG | 54.8 |  | 54.8 |  | 54.8 |  | 54.8 | 35 | 54.8 | 35 | 54.8 | 35 | 54.8 | 54.8 | 54.8 | 4.85 | 59.65 | 59.65 | 59.65 | 54.8 | 36 | 54.8 | 36 | 54.8 | 36 | 54.8 | 54.8 | 54.8 | 5.31 | 60.11 | 60.11 | 60.11 | 45.68 | 45.68 | 45.68 | 5.03 | 40.65 | 40.65 | 40.65
2020-01-13 19:00 | 63.494 | 9.378 | 10.363 | 43.753 | 44.19 | 1 | 44.19 | 1 | 44.19 | 1 | 0 | 52.668 | 103 | 262 | 37 | 95 | -40 | 35 | 10.826 | 0 | 10.826 | LONG | LONG |  | 1 |  | 1 |  | 1 | 37 | 1 | 37 | 1 | 37 | 1 | 1 | 1 | 1 | 4.85 | -3.85 | -3.85 | -3.85 | 36 | 1 | 36 | 1 | 36 | 1 | 1 | 1 | 1 | 5.31 | -4.31 | -4.31 | -4.31 | 1 | 1 | 1 | 5.03 | -4.03 | -4.03 | -4.03
2020-01-13 20:00 | 103.991 | 27.228 | 28.796 | 47.967 | 27.39 | 1 | 27.39 | 1 | 27.39 | 1 | 0 | 95.167 | 627 | 199 | 37.39 | 100 | 1 | 35.8 | 8.824 | 0 | 8.824 | LONG | LONG |  | 1 |  | 1 |  | 1 | 37.39 | 1 | 37.39 | 1 | 37.39 | 1 | 1 | 1 | 1 | 4.85 | -3.85 | -3.85 | -3.85 | 36.6 | 1 | 36.6 | 1 | 36.6 | 1 | 1 | 1 | 1 | 5.31 | -4.31 | -4.31 | -4.31 | 1 | 1 | 1 | 5.03 | -4.03 | -4.03 | -4.03
2020-01-13 21:00 | 104.873 | 38.787 | 24.061 | 42.025 | 26.48 | 1 | 26.48 | 1 | 26.48 | 1 | 0 | 87.333 | 645 | 159 | 36.48 | 100 | 1 | 40.8 | 17.54 | 0 | 17.54 | LONG | LONG |  | 1 |  | 1 |  | 1 | 36.48 | 1 | 36.48 | 1 | 36.48 | 1 | 1 | 1 | 1 | 4.85 | -3.85 | -3.85 | -3.85 | 38.64 | 1 | 38.64 | 1 | 38.64 | 1 | 1 | 1 | 1 | 5.31 | -4.31 | -4.31 | -4.31 | 1 | 1 | 1 | 5.03 | -4.03 | -4.03 | -4.03
2020-01-13 22:00 | 56.502 | 8.69 | 19.736 | 28.076 | 29.61 | 26.04 | 29.61 | 26.04 | 29.61 | 26.04 | 0 | 57 | 695 | 147 | 39.61 | 100 | 1 | 40.8 | -0.498 | 0.498 | 0 | LONG | LONG |  | 26.04 |  | 26.04 |  | 26.04 | 39.61 | 26.04 | 39.61 | 26.04 | 39.61 | 26.04 | 26.04 | 26.04 | 26.04 | 4.85 | 21.19 | 21.19 | 21.19 | 40.21 | 26.04 | 40.21 | 26.04 | 40.21 | 26.04 | 26.04 | 26.04 | 26.04 | 5.31 | 20.73 | 20.73 | 20.73 | 26.04 | 26.04 | 26.04 | 5.03 | 21.01 | 21.01 | 21.01
2020-01-13 23:00 | 12.412 | -24.024 | 23.241 | 13.195 | 26.61 | 26.61 | 26.61 | 26.61 | 26.61 | 26.61 | 0 | 0 | 695 | 50 | 36.61 | 100 | 1 | 1 | 12.412 | 0 | 12.412 | LONG | LONG | [6 empty] | 36.61 | 1 | 36.61 | 1 | 36.61 | 1 | 1 | 1 | 1 | 4.85 | -3.85 | -3.85 | -3.85 | 18.81 | 18.81 | 18.81 | 18.81 | 18.81 | 18.81 | 18.81 | 18.81 | 18.81 | 5.31 | 13.5 | 13.5 | 13.5 | 26.61 | 26.61 | 26.61 | 5.03 | 21.58 | 21.58 | 21.58
2020-01-14 | 52.171 | 11.619 | 1.849 | 38.703 | 23.4 | 21.6 | 23.4 | 21.6 | 23.4 | 21.6 | 0 | 52.501 | 338 | 63 | 43 | 95 | 1 | 41 | -0.33 | 0.33 | 0 | LONG | LONG |  | 21.6 |  | 21.6 |  | 21.6 | 43 | 21.6 | 43 | 21.6 | 43 | 21.6 | 21.6 | 21.6 | 21.6 | 4.85 | 16.75 | 16.75 | 16.75 | 42 | 21.6 | 42 | 21.6 | 42 | 21.6 | 21.6 | 21.6 | 21.6 | 5.31 | 16.29 | 16.29 | 16.29 | 21.6 | 21.6 | 21.6 | 5.03 | 16.57 | 16.57 | 16.57
2020-01-14 01:00 | 24.924 | 18.678 | 16.294 | -10.048 | 27.1 | 27.1 | 27.1 | 27.1 | 27.1 | 27.1 | 0 | 0 | 338 | 1 | 43 | 95 | 41 | 41 | 24.924 | 0 | 24.924 | LONG | LONG | [6 empty] | 43 | 41 | 43 | 41 | 43 | 41 | 41 | 41 | 41 | 4.85 | 36.15 | 36.15 | 36.15 | 42 | 42 | 42 | 42 | 42 | 42 | 42 | 42 | 42 | 5.31 | 36.69 | 36.69 | 36.69 | 27.1 | 27.1 | 27.1 | 5.03 | 22.07 | 22.07 | 22.07
2020-01-14 02:00 | 52.358 | 47.72 | 22.159 | -17.521 | 27 | 27 | 27 | 27 | 27 | 27 | 0 | 0 | 560 | 1 | 43 | 95 | 41 | 41 | 52.358 | 0 | 52.358 | LONG | LONG | [6 empty] | 43 | 41 | 43 | 41 | 43 | 41 | 41 | 41 | 41 | 4.85 | 36.15 | 36.15 | 36.15 | 42 | 42 | 42 | 42 | 42 | 42 | 42 | 42 | 42 | 5.31 | 36.69 | 36.69 | 36.69 | 27 | 27 | 27 | 5.03 | 21.97 | 21.97 | 21.97
2020-01-14 03:00 | 44.934 | 47.263 | 21.725 | -24.054 | 12.31 | 12.31 | 12.31 | 12.31 | 12.31 | 12.31 | 0 | 29.834 | 560 | 1 | 43 | 95 | 41 | 41 | 15.1 | 0 | 15.1 | LONG | LONG |  | 12.31 |  | 12.31 |  | 12.31 | 43 | 12.31 | 43 | 12.31 | 43 | 12.31 | 12.31 | 12.31 | 12.31 | 4.85 | 7.46 | 7.46 | 7.46 | 42 | 12.31 | 42 | 12.31 | 42 | 12.31 | 12.31 | 12.31 | 12.31 | 5.31 | 7 | 7 | 7 | 12.31 | 12.31 | 12.31 | 5.03 | 7.28 | 7.28 | 7.28
2020-01-14 04:00 | 68.09 | 17.854 | 23.212 | 27.024 | 12.76 | 12.76 | 12.76 | 12.76 | 12.76 | 12.76 | 0 | 0 | 560 | 1 | 43 | 95 | 41 | 41 | 68.09 | 0 | 68.09 | LONG | LONG | [6 empty] | 43 | 41 | 43 | 41 | 43 | 41 | 41 | 41 | 41 | 4.85 | 36.15 | 36.15 | 36.15 | 42 | 42 | 42 | 42 | 42 | 42 | 42 | 42 | 42 | 5.31 | 36.69 | 36.69 | 36.69 | 12.76 | 12.76 | 12.76 | 5.03 | 7.73 | 7.73 | 7.73
2020-01-14 05:00 | 77.238 | 42.467 | 19.576 | 15.195 | 18.5 | 6 | 18.5 | 6 | 18.5 | 6 | 0 | 29.75 | 338 | 1 | 43 | 95 | 41 | 41 | 47.488 | 0 | 47.488 | LONG | LONG |  | 6 |  | 6 |  | 6 | 43 | 6 | 43 | 6 | 43 | 6 | 6 | 6 | 6 | 4.85 | 1.15 | 1.15 | 1.15 | 42 | 6 | 42 | 6 | 42 | 6 | 6 | 6 | 6 | 5.31 | 0.69 | 0.69 | 0.69 | 6 | 6 | 6 | 5.03 | 0.97 | 0.97 | 0.97
2020-01-14 06:00 | 21.346 | -23.804 | 44.118 | 1.032 | 20.45 | 20.45 | 20.45 | 20.45 | 20.45 | 20.45 | 0 | 0 | 338 | 234 | 43 | 95 | 0.46 | 41 | 21.346 | 0 | 21.346 | LONG | LONG | [6 empty] | 43 | 41 | 43 | 41 | 43 | 41 | 41 | 41 | 41 | 4.85 | 36.15 | 36.15 | 36.15 | 42 | 42 | 42 | 42 | 42 | 42 | 42 | 42 | 42 | 5.31 | 36.69 | 36.69 | 36.69 | 20.45 | 20.45 | 20.45 | 5.03 | 15.42 | 15.42 | 15.42
2020-01-14 07:00 | 82.406 | 66.722 | 16.811 | -1.127 | 29.69 | 1 | 29.69 | 1 | 29.69 | 1 | 0 | 33.9 | 466 | 62 | 43 | 95 | -30 | 41 | 48.506 | 0 | 48.506 | LONG | LONG |  | 1 |  | 1 |  | 1 | 43 | 1 | 43 | 1 | 43 | 1 | 1 | 1 | 1 | 4.85 | -3.85 | -3.85 | -3.85 | 42 | 1 | 42 | 1 | 42 | 1 | 1 | 1 | 1 | 5.31 | -4.31 | -4.31 | -4.31 | 1 | 1 | 1 | 5.03 | -4.03 | -4.03 | -4.03
2020-01-14 08:00 | 40.893 | 23.662 | 27.499 | -10.268 | 45.42 | 21.6 | 45.42 | 21.6 | 45.42 | 21.6 | 0 | 12.918 | 416 | 450 | 39.6 | 95 | -30 | 37.6 | 27.975 | 0 | 27.975 | LONG | LONG |  | 21.6 |  | 21.6 |  | 21.6 | 39.6 | 21.6 | 39.6 | 21.6 | 39.6 | 21.6 | 21.6 | 21.6 | 21.6 | 4.85 | 16.75 | 16.75 | 16.75 | 38.6 | 21.6 | 38.6 | 21.6 | 38.6 | 21.6 | 21.6 | 21.6 | 21.6 | 5.31 | 16.29 | 16.29 | 16.29 | 21.6 | 21.6 | 21.6 | 5.03 | 16.57 | 16.57 | 16.57
2020-01-14 09:00 | 62.309 | 39.508 | 23.83 | -1.029 | 45.41 | 26.13 | 45.41 | 26.13 | 45.41 | 26.13 | 0 | 16.667 | 430 | 454 | 37.4 | 95 | -30 | 35.4 | 45.642 | 0 | 45.642 | LONG | LONG |  | 26.13 |  | 26.13 |  | 26.13 | 37.4 | 26.13 | 37.4 | 26.13 | 37.4 | 26.13 | 26.13 | 26.13 | 26.13 | 4.85 | 21.28 | 21.28 | 21.28 | 36.4 | 26.13 | 36.4 | 26.13 | 36.4 | 26.13 | 26.13 | 26.13 | 26.13 | 5.31 | 20.82 | 20.82 | 20.82 | 26.13 | 26.13 | 26.13 | 5.03 | 21.1 | 21.1 | 21.1
2020-01-14 10:00 | 99.732 | 44.786 | 28.001 | 26.945 | 42.96 | 21.4 | 42.96 | 21.4 | 42.96 | 21.4 | 0 | 76.918 | 433 | 443 | 10 | 95 | -30 | 35.4 | 22.814 | 0 | 22.814 | LONG | LONG |  | 21.4 |  | 21.4 |  | 21.4 | 10 | 21.4 | 10 | 21.4 | 10 | 21.4 | 21.4 | 21.4 | 21.4 | 4.85 | 16.55 | 16.55 | 16.55 | 22.7 | 21.4 | 22.7 | 21.4 | 22.7 | 21.4 | 21.4 | 21.4 | 21.4 | 5.31 | 16.09 | 16.09 | 16.09 | 21.4 | 21.4 | 21.4 | 5.03 | 16.37 | 16.37 | 16.37
2020-01-14 11:00 | 130.556 | 66.801 | 38.902 | 24.853 | 29.61 | 16.4 | 29.61 | 16.4 | 29.61 | 16.4 | 0 | 87.417 | 498 | 443 | 10 | 95 | -30 | 35.4 | 43.139 | 0 | 43.139 | LONG | LONG |  | 16.4 |  | 16.4 |  | 16.4 | 10 | 16.4 | 10 | 16.4 | 10 | 16.4 | 16.4 | 16.4 | 16.4 | 4.85 | 11.55 | 11.55 | 11.55 | 22.7 | 16.4 | 22.7 | 16.4 | 22.7 | 16.4 | 16.4 | 16.4 | 16.4 | 5.31 | 11.09 | 11.09 | 11.09 | 16.4 | 16.4 | 16.4 | 5.03 | 11.37 | 11.37 | 11.37
2020-01-14 12:00 | 142.34 | 90.606 | 18.705 | 33.029 | 38.34 | 21.4 | 38.34 | 21.4 | 38.34 | 21.4 | 0 | 119.2 | 607 | 476 | 10 | 95 | -30 | 35.4 | 23.14 | 0 | 23.14 | LONG | LONG |  | 21.4 |  | 21.4 |  | 21.4 | 10 | 21.4 | 10 | 21.4 | 10 | 21.4 | 21.4 | 21.4 | 21.4 | 4.85 | 16.55 | 16.55 | 16.55 | 22.7 | 21.4 | 22.7 | 21.4 | 22.7 | 21.4 | 21.4 | 21.4 | 21.4 | 5.31 | 16.09 | 16.09 | 16.09 | 21.4 | 21.4 | 21.4 | 5.03 | 16.37 | 16.37 | 16.37
2020-01-14 13:00 | 137.512 | 77.995 | 34.765 | 24.752 | 29.7 | 21.4 | 29.7 | 21.4 | 29.7 | 21.4 | 0 | 116 | 608 | 501 | 10 | 95 | -30 | 35.4 | 21.512 | 0 | 21.512 | LONG | LONG |  | 21.4 |  | 21.4 |  | 21.4 | 10 | 21.4 | 10 | 21.4 | 10 | 21.4 | 21.4 | 21.4 | 21.4 | 4.85 | 16.55 | 16.55 | 16.55 | 22.7 | 21.4 | 22.7 | 21.4 | 22.7 | 21.4 | 21.4 | 21.4 | 21.4 | 5.31 | 16.09 | 16.09 | 16.09 | 21.4 | 21.4 | 21.4 | 5.03 | 16.37 | 16.37 | 16.37
2020-01-14 14:00 | 141.617 | 74.166 | 45.398 | 22.053 | 29.61 | 21.4 | 29.61 | 21.4 | 29.61 | 21.4 | 0 | 126 | 677 | 513 | 10 | 95 | -30 | 35.4 | 15.617 | 0 | 15.617 | LONG | LONG |  | 21.4 |  | 21.4 |  | 21.4 | 10 | 21.4 | 10 | 21.4 | 10 | 21.4 | 21.4 | 21.4 | 21.4 | 4.85 | 16.55 | 16.55 | 16.55 | 22.7 | 21.4 | 22.7 | 21.4 | 22.7 | 21.4 | 21.4 | 21.4 | 21.4 | 5.31 | 16.09 | 16.09 | 16.09 | 21.4 | 21.4 | 21.4 | 5.03 | 16.37 | 16.37 | 16.37
2020-01-14 15:00 | 170.724 | 92.546 | 40.906 | 37.272 | 29.69 | 1 | 29.69 | 1 | 29.69 | 1 | 0 | 136.5 | 672 | 444 | 10 | 95 | 0.46 | 35.4 | 34.224 | 0 | 34.224 | LONG | LONG |  | 1 |  | 1 |  | 1 | 10 | 1 | 10 | 1 | 10 | 1 | 1 | 1 | 1 | 4.85 | -3.85 | -3.85 | -3.85 | 22.7 | 1 | 22.7 | 1 | 22.7 | 1 | 1 | 1 | 1 | 5.31 | -4.31 | -4.31 | -4.31 | 1 | 1 | 1 | 5.03 | -4.03 | -4.03 | -4.03
2020-01-14 16:00 | 162.095 | 77.556 | 37.166 | 47.373 | 45.4 | 1 | 45.4 | 1 | 45.4 | 1 | 0 | 134.167 | 652 | 400 | 10 | 95 | 0.46 | 35.4 | 27.928 | 0 | 27.928 | LONG | LONG |  | 1 |  | 1 |  | 1 | 10 | 1 | 10 | 1 | 10 | 1 | 1 | 1 | 1 | 4.85 | -3.85 | -3.85 | -3.85 | 22.7 | 1 | 22.7 | 1 | 22.7 | 1 | 1 | 1 | 1 | 5.31 | -4.31 | -4.31 | -4.31 | 1 | 1 | 1 | 5.03 | -4.03 | -4.03 | -4.03
2020-01-14 17:00 | 158.41 | 44.356 | 58.22 | 55.834 | 42.95 | 1 | 42.95 | 1 | 42.95 | 1 | 0 | 149.983 | 670 | 396 | 10 | 95 | 0.46 | 35.4 | 8.427 | 0 | 8.427 | LONG | LONG |  | 1 |  | 1 |  | 1 | 10 | 1 | 10 | 1 | 10 | 1 | 1 | 1 | 1 | 4.85 | -3.85 | -3.85 | -3.85 | 22.7 | 1 | 22.7 | 1 | 22.7 | 1 | 1 | 1 | 1 | 5.31 | -4.31 | -4.31 | -4.31 | 1 | 1 | 1 | 5.03 | -4.03 | -4.03 | -4.03
2020-01-14 18:00 | 114.72 | 27.849 | 47.98 | 38.891 | 27.82 | 16.4 | 27.82 | 16.4 | 27.82 | 16.4 | 0 | 106.3 | 670 | 403 | 10 | 95 | 0.46 | 39 | 8.42 | 0 | 8.42 | LONG | LONG |  | 16.4 |  | 16.4 |  | 16.4 | 10 | 16.4 | 10 | 16.4 | 10 | 16.4 | 16.4 | 16.4 | 16.4 | 4.85 | 11.55 | 11.55 | 11.55 | 24.5 | 16.4 | 24.5 | 16.4 | 24.5 | 16.4 | 16.4 | 16.4 | 16.4 | 5.31 | 11.09 | 11.09 | 11.09 | 16.4 | 16.4 | 16.4 | 5.03 | 11.37 | 11.37 | 11.37
2020-01-14 19:00 | 106.266 | 41.765 | 36.179 | 28.322 | 26.45 | 21.4 | 26.45 | 21.4 | 26.45 | 21.4 | 0 | 105 | 652 | 385 | 10 | 95 | 0.46 | 39.8 | 1.266 | 0 | 1.266 | LONG | LONG |  | 21.4 |  | 21.4 |  | 21.4 | 10 | 21.4 | 10 | 21.4 | 10 | 21.4 | 21.4 | 21.4 | 21.4 | 4.85 | 16.55 | 16.55 | 16.55 | 24.9 | 21.4 | 24.9 | 21.4 | 24.9 | 21.4 | 21.4 | 21.4 | 21.4 | 5.31 | 16.09 | 16.09 | 16.09 | 21.4 | 21.4 | 21.4 | 5.03 | 16.37 | 16.37 | 16.37
2020-01-14 20:00 | 110.81 | 52.691 | 27.001 | 31.118 | 25.9 | 1 | 25.9 | 1 | 25.9 | 1 | 0 | 81 | 652 | 396 | 10 | 95 | 0.46 | 41 | 29.81 | 0 | 29.81 | LONG | LONG |  | 1 |  | 1 |  | 1 | 10 | 1 | 10 | 1 | 10 | 1 | 1 | 1 | 1 | 4.85 | -3.85 | -3.85 | -3.85 | 25.5 | 1 | 25.5 | 1 | 25.5 | 1 | 1 | 1 | 1 | 5.31 | -4.31 | -4.31 | -4.31 | 1 | 1 | 1 | 5.03 | -4.03 | -4.03 | -4.03
2020-01-14 21:00 | 48.443 | 3.294 | 7.444 | 37.705 | 25.12 | 23 | 25.12 | 23 | 25.12 | 23 | 0 | 50 | 670 | 380 | 10 | 95 | 0.46 | 1 | -1.557 | 1.557 | 0 | LONG | LONG |  | 23 |  | 23 |  | 23 | 10 | 23 | 10 | 23 | 10 | 23 | 23 | 23 | 23 | 4.85 | 18.15 | 18.15 | 18.15 | 5.5 | 23 | 5.5 | 23 | 5.5 | 23 | 23 | 23 | 23 | 5.31 | 17.69 | 17.69 | 17.69 | 23 | 23 | 23 | 5.03 | 17.97 | 17.97 | 17.97
2020-01-14 22:00 | 138.179 | 28.843 | 31.653 | 77.683 | 23.82 | 23 | 23.82 | 23 | 23.82 | 23 | 0 | 50 | 720 | 380 | 10 | 95 | 0.46 | 1 | 88.179 | 0 | 88.179 | LONG | LONG |  | 23 |  | 23 |  | 23 | 10 | 23 | 10 | 23 | 10 | 23 | 23 | 23 | 23 | 4.85 | 18.15 | 18.15 | 18.15 | 5.5 | 23 | 5.5 | 23 | 5.5 | 23 | 23 | 23 | 23 | 5.31 | 17.69 | 17.69 | 17.69 | 23 | 23 | 23 | 5.03 | 17.97 | 17.97 | 17.97
2020-01-14 23:00 | 144.959 | 26.721 | 42.948 | 75.29 | 22.3 | 0.46 | 22.3 | 0.46 | 22.3 | 0.46 | 0 | 105.166 | 340 | 238 | 10 | 95 | 0.46 | 41 | 39.793 | 0 | 39.793 | LONG | LONG |  | 0.46 |  | 0.46 |  | 0.46 | 10 | 0.46 | 10 | 0.46 | 10 | 0.46 | 0.46 | 0.46 | 0.46 | 4.85 | -4.39 | -4.39 | -4.39 | 25.5 | 0.46 | 25.5 | 0.46 | 25.5 | 0.46 | 0.46 | 0.46 | 0.46 | 5.31 | -4.85 | -4.85 | -4.85 | 0.46 | 0.46 | 0.46 | 5.03 | -4.57 | -4.57 | -4.57
2020-01-15 | 138.494 | 41.113 | 32.485 | 64.896 | 12.4 | -3 | 12.4 | -3 | 12.4 | -3 | 0 | 88.45 | 288 | 159 | 42.7 | 95 | 1 | 40.7 | 50.044 | 0 | 50.044 | LONG | LONG |  | -3 |  | -3 |  | -3 | 42.7 | -3 | 42.7 | -3 | 42.7 | -3 | -3 | -3 | -3 | 4.85 | -7.85 | -7.85 | -7.85 | 41.7 | -3 | 41.7 | -3 | 41.7 | -3 | -3 | -3 | -3 | 5.31 | -8.31 | -8.31 | -8.31 | -3 | -3 | -3 | 5.03 | -8.03 | -8.03 | -8.03
2020-01-15 01:00 | 35.152 | -16.5 | 18.21 | 33.442 | 16.14 | -3 | 16.14 | -3 | 16.14 | -3 | 0 | 25 | 263 | 0 | 42.7 | 95 | 0 | 0 | 10.152 | 0 | 10.152 | LONG | LONG |  | -3 |  | -3 |  | -3 | 42.7 | -3 | 42.7 | -3 | 42.7 | -3 | -3 | -3 | -3 | 4.85 | -7.85 | -7.85 | -7.85 | 21.35 | -3 | 21.35 | -3 | 21.35 | -3 | -3 | -3 | -3 | 5.31 | -8.31 | -8.31 | -8.31 | -3 | -3 | -3 | 5.03 | -8.03 | -8.03 | -8.03
2020-01-15 02:00 | 67.518 | 21.039 | 17.602 | 28.877 | 14.45 | 14.45 | 14.45 | 14.45 | 14.45 | 14.45 | 0 | 50 | 263 | 0 | 42.7 | 95 | 0 | 0 | 17.518 | 0 | 17.518 | LONG | LONG |  | 14.45 |  | 14.45 |  | 14.45 | 42.7 | 14.45 | 42.7 | 14.45 | 42.7 | 14.45 | 14.45 | 14.45 | 14.45 | 4.85 | 9.6 | 9.6 | 9.6 | 21.35 | 14.45 | 21.35 | 14.45 | 21.35 | 14.45 | 14.45 | 14.45 | 14.45 | 5.31 | 9.14 | 9.14 | 9.14 | 14.45 | 14.45 | 14.45 | 5.03 | 9.42 | 9.42 | 9.42
2020-01-15 03:00 | 59.771 | 24.253 | 19.881 | 15.637 | 9.98 | 9.98 | 9.98 | 9.98 | 9.98 | 9.98 | 0 | 45.833 | 263 | 0 | 42.7 | 95 | 0 | 0 | 13.938 | 0 | 13.938 | LONG | LONG |  | 9.98 |  | 9.98 |  | 9.98 | 42.7 | 9.98 | 42.7 | 9.98 | 42.7 | 9.98 | 9.98 | 9.98 | 9.98 | 4.85 | 5.13 | 5.13 | 5.13 | 21.35 | 9.98 | 21.35 | 9.98 | 21.35 | 9.98 | 9.98 | 9.98 | 9.98 | 5.31 | 4.67 | 4.67 | 4.67 | 9.98 | 9.98 | 9.98 | 5.03 | 4.95 | 4.95 | 4.95
2020-01-15 04:00 | 111.228 | 53.981 | 16.8 | 40.447 | 11.16 | 11.16 | 11.16 | 11.16 | 11.16 | 11.16 | 0 | 50 | 263 | 0 | 42.7 | 95 | 0 | 0 | 61.228 | 0 | 61.228 | LONG | LONG |  | 11.16 |  | 11.16 |  | 11.16 | 42.7 | 11.16 | 42.7 | 11.16 | 42.7 | 11.16 | 11.16 | 11.16 | 11.16 | 4.85 | 6.31 | 6.31 | 6.31 | 21.35 | 11.16 | 21.35 | 11.16 | 21.35 | 11.16 | 11.16 | 11.16 | 11.16 | 5.31 | 5.85 | 5.85 | 5.85 | 11.16 | 11.16 | 11.16 | 5.03 | 6.13 | 6.13 | 6.13
2020-01-15 05:00 | 149.453 | 52.213 | 27.424 | 69.816 | 17.51 | 13 | 17.51 | 13 | 17.51 | 13 | 0 | 100 | 263 | 0 | 42.7 | 95 | 0 | 0 | 49.453 | 0 | 49.453 | LONG | LONG |  | 13 |  | 13 |  | 13 | 42.7 | 13 | 42.7 | 13 | 42.7 | 13 | 13 | 13 | 13 | 4.85 | 8.15 | 8.15 | 8.15 | 21.35 | 13 | 21.35 | 13 | 21.35 | 13 | 13 | 13 | 13 | 5.31 | 7.69 | 7.69 | 7.69 | 13 | 13 | 13 | 5.03 | 7.97 | 7.97 | 7.97
2020-01-15 06:00 | 132.116 | 54.531 | 54.099 | 23.486 | 19.35 | 1 | 19.35 | 1 | 19.35 | 1 | 0 | 98.7 | 263 | 308 | 42.7 | 95 | -5.47 | 40.7 | 33.416 | 0 | 33.416 | LONG | LONG |  | 1 |  | 1 |  | 1 | 42.7 | 1 | 42.7 | 1 | 42.7 | 1 | 1 | 1 | 1 | 4.85 | -3.85 | -3.85 | -3.85 | 41.7 | 1 | 41.7 | 1 | 41.7 | 1 | 1 | 1 | 1 | 5.31 | -4.31 | -4.31 | -4.31 | 1 | 1 | 1 | 5.03 | -4.03 | -4.03 | -4.03
2020-01-15 07:00 | -52.876 | -91.05 | 5.826 | 32.348 | 27.21 | 25 | 27.21 | 25 | 27.21 | 25 | 0 | 14.668 | 643 | 386 | 42.6 | 95 | -5.5 | 40.7 | -67.544 | 67.544 | 0 | LONG | SHORT |  | 25 |  | 25 |  | 25 | 42.6 | 25 | 42.6 | 25 | 42.6 | 25 | 25 | 25 | 25 | 4.85 | 20.15 | 20.15 | 20.15 | 41.65 | 25 | 41.65 | 25 | 41.65 | 25 | 25 | 25 | 25 | 5.31 | 19.69 | 19.69 | 19.69 | 27.21 | 27.21 | 27.21 | 5.03 | 32.24 | 32.24 | 32.24
2020-01-15 08:00 | 125.804 | 36.079 | 32.133 | 57.592 | 32.07 | 1.5 | 32.07 | 1.5 | 32.07 | 1.5 | 0 | 113.001 | 419 | 360 | 37.5 | 95 | 1 | 40.7 | 12.803 | 0 | 12.803 | LONG | LONG |  | 1.5 |  | 1.5 |  | 1.5 | 37.5 | 1.5 | 37.5 | 1.5 | 37.5 | 1.5 | 1.5 | 1.5 | 1.5 | 4.85 | -3.35 | -3.35 | -3.35 | 39.1 | 1.5 | 39.1 | 1.5 | 39.1 | 1.5 | 1.5 | 1.5 | 1.5 | 5.31 | -3.81 | -3.81 | -3.81 | 1.5 | 1.5 | 1.5 | 5.03 | -3.53 | -3.53 | -3.53
2020-01-15 09:00 | 95.114 | -1.49 | 29.293 | 67.311 | 32 | 24.7 | 32 | 24.7 | 32 | 24.7 | 0 | 66.75 | 388 | 381 | 37.4 | 95 | 1 | 40.7 | 28.364 | 0 | 28.364 | LONG | LONG |  | 24.7 |  | 24.7 |  | 24.7 | 37.4 | 24.7 | 37.4 | 24.7 | 37.4 | 24.7 | 24.7 | 24.7 | 24.7 | 4.85 | 19.85 | 19.85 | 19.85 | 39.05 | 24.7 | 39.05 | 24.7 | 39.05 | 24.7 | 24.7 | 24.7 | 24.7 | 5.31 | 19.39 | 19.39 | 19.39 | 24.7 | 24.7 | 24.7 | 5.03 | 19.67 | 19.67 | 19.67
2020-01-15 10:00 | 137.262 | 44.59 | 24.969 | 67.703 | 37.31 | 12 | 37.31 | 12 | 37.31 | 12 | 0 | 105.999 | 418 | 351 | 41.6 | 95 | 1 | 39.6 | 31.263 | 0 | 31.263 | LONG | LONG |  | 12 |  | 12 |  | 12 | 41.6 | 12 | 41.6 | 12 | 41.6 | 12 | 12 | 12 | 12 | 4.85 | 7.15 | 7.15 | 7.15 | 40.6 | 12 | 40.6 | 12 | 40.6 | 12 | 12 | 12 | 12 | 5.31 | 6.69 | 6.69 | 6.69 | 12 | 12 | 12 | 5.03 | 6.97 | 6.97 | 6.97
2020-01-15 11:00 | 132.822 | 62.573 | 28.641 | 41.608 | 32.1 | 25 | 32.1 | 25 | 32.1 | 25 | 0 | 107.5 | 434 | 342 | 37.5 | 95 | 1 | 40.7 | 25.322 | 0 | 25.322 | LONG | LONG |  | 25 |  | 25 |  | 25 | 37.5 | 25 | 37.5 | 25 | 37.5 | 25 | 25 | 25 | 25 | 4.85 | 20.15 | 20.15 | 20.15 | 39.1 | 25 | 39.1 | 25 | 39.1 | 25 | 25 | 25 | 25 | 5.31 | 19.69 | 19.69 | 19.69 | 25 | 25 | 25 | 5.03 | 19.97 | 19.97 | 19.97
2020-01-15 12:00 | 131.986 | 64.054 | 26.202 | 41.73 | 32.08 | 1.5 | 32.08 | 1.5 | 32.08 | 1.5 | 0 | 131.633 | 457 | 328 | 37.5 | 95 | 1 | 40.7 | 0.353 | 0 | 0.353 | LONG | LONG |  | 1.5 |  | 1.5 |  | 1.5 | 37.5 | 1.5 | 37.5 | 1.5 | 37.5 | 1.5 | 1.5 | 1.5 | 1.5 | 4.85 | -3.35 | -3.35 | -3.35 | 39.1 | 1.5 | 39.1 | 1.5 | 39.1 | 1.5 | 1.5 | 1.5 | 1.5 | 5.31 | -3.81 | -3.81 | -3.81 | 1.5 | 1.5 | 1.5 | 5.03 | -3.53 | -3.53 | -3.53
2020-01-15 13:00 | 120.038 | 55.391 | 29.425 | 35.222 | 37.31 | 18.8 | 37.31 | 18.8 | 37.31 | 18.8 | 0 | 105.3 | 435 | 360 | 41.8 | 95 | 1 | 39.8 | 14.738 | 0 | 14.738 | LONG | LONG |  | 18.8 |  | 18.8 |  | 18.8 | 41.8 | 18.8 | 41.8 | 18.8 | 41.8 | 18.8 | 18.8 | 18.8 | 18.8 | 4.85 | 13.95 | 13.95 | 13.95 | 40.8 | 18.8 | 40.8 | 18.8 | 40.8 | 18.8 | 18.8 | 18.8 | 18.8 | 5.31 | 13.49 | 13.49 | 13.49 | 18.8 | 18.8 | 18.8 | 5.03 | 13.77 | 13.77 | 13.77
2020-01-15 14:00 | 100.058 | 14.243 | 35.026 | 50.789 | 34.03 | 12 | 34.03 | 12 | 34.03 | 12 | 0 | 92.117 | 442 | 351 | 39.8 | 95 | 1 | 40.7 | 7.941 | 0 | 7.941 | LONG | LONG |  | 12 |  | 12 |  | 12 | 39.8 | 12 | 39.8 | 12 | 39.8 | 12 | 12 | 12 | 12 | 4.85 | 7.15 | 7.15 | 7.15 | 40.25 | 12 | 40.25 | 12 | 40.25 | 12 | 12 | 12 | 12 | 5.31 | 6.69 | 6.69 | 6.69 | 12 | 12 | 12 | 5.03 | 6.97 | 6.97 | 6.97
2020-01-15 15:00 | 116.983 | 7.161 | 34.779 | 75.043 | 37.3 | 15 | 37.3 | 15 | 37.3 | 15 | 0 | 130.3 | 417 | 369 | 42.6 | 95 | 1 | 40.6 | -13.317 | 13.317 | 0 | LONG | LONG |  | 15 |  | 15 |  | 15 | 42.6 | 15 | 42.6 | 15 | 42.6 | 15 | 15 | 15 | 15 | 4.85 | 10.15 | 10.15 | 10.15 | 41.6 | 15 | 41.6 | 15 | 41.6 | 15 | 15 | 15 | 15 | 5.31 | 9.69 | 9.69 | 9.69 | 15 | 15 | 15 | 5.03 | 9.97 | 9.97 | 9.97
2020-01-15 16:00 | 122.748 | -8.59 | 36.153 | 95.185 | 37.33 | 21.5 | 37.33 | 21.5 | 37.33 | 21.5 | 0 | 110.667 | 427 | 380 | 39.5 | 95 | 1 | 37.5 | 12.081 | 0 | 12.081 | LONG | LONG |  | 21.5 |  | 21.5 |  | 21.5 | 39.5 | 21.5 | 39.5 | 21.5 | 39.5 | 21.5 | 21.5 | 21.5 | 21.5 | 4.85 | 16.65 | 16.65 | 16.65 | 38.5 | 21.5 | 38.5 | 21.5 | 38.5 | 21.5 | 21.5 | 21.5 | 21.5 | 5.31 | 16.19 | 16.19 | 16.19 | 21.5 | 21.5 | 21.5 | 5.03 | 16.47 | 16.47 | 16.47
2020-01-15 17:00 | 99.233 | -19.382 | 33.176 | 85.439 | 37.32 | 22.5 | 37.32 | 22.5 | 37.32 | 22.5 | 0 | 96.7 | 412 | 390 | 40.5 | 95 | 1 | 38.5 | 2.533 | 0 | 2.533 | LONG | LONG |  | 22.5 |  | 22.5 |  | 22.5 | 40.5 | 22.5 | 40.5 | 22.5 | 40.5 | 22.5 | 22.5 | 22.5 | 22.5 | 4.85 | 17.65 | 17.65 | 17.65 | 39.5 | 22.5 | 39.5 | 22.5 | 39.5 | 22.5 | 22.5 | 22.5 | 22.5 | 5.31 | 17.19 | 17.19 | 17.19 | 22.5 | 22.5 | 22.5 | 5.03 | 17.47 | 17.47 | 17.47
2020-01-15 18:00 | 115.631 | -26.087 | 53.681 | 88.037 | 32.08 | 19.7 | 32.08 | 19.7 | 32.08 | 19.7 | 0 | 115.883 | 361 | 250 | 42.08 | 95 | -30 | 40.7 | -0.252 | 0.252 | 0 | LONG | LONG |  | 19.7 |  | 19.7 |  | 19.7 | 42.08 | 19.7 | 42.08 | 19.7 | 42.08 | 19.7 | 19.7 | 19.7 | 19.7 | 4.85 | 14.85 | 14.85 | 14.85 | 41.39 | 19.7 | 41.39 | 19.7 | 41.39 | 19.7 | 19.7 | 19.7 | 19.7 | 5.31 | 14.39 | 14.39 | 14.39 | 19.7 | 19.7 | 19.7 | 5.03 | 14.67 | 14.67 | 14.67
2020-01-15 19:00 | 86.853 | -30.015 | 34.797 | 82.071 | 29.89 | 24.7 | 29.89 | 24.7 | 29.89 | 24.7 | 0 | 109.3 | 411 | 431 | 34.9 | 95 | -5.5 | 40.7 | -22.447 | 22.447 | 0 | LONG | LONG |  | 24.7 |  | 24.7 |  | 24.7 | 34.9 | 24.7 | 34.9 | 24.7 | 34.9 | 24.7 | 24.7 | 24.7 | 24.7 | 4.85 | 19.85 | 19.85 | 19.85 | 37.8 | 24.7 | 37.8 | 24.7 | 37.8 | 24.7 | 24.7 | 24.7 | 24.7 | 5.31 | 19.39 | 19.39 | 19.39 | 24.7 | 24.7 | 24.7 | 5.03 | 19.67 | 19.67 | 19.67
2020-01-15 20:00 | 57.416 | -57.956 | 27.437 | 87.935 | 25.7 | 21 | 25.7 | 21 | 25.7 | 21 | 0 | 45 | 411 | 399 | 29.8 | 95 | -5.5 | 35 | 12.416 | 0 | 12.416 | LONG | LONG |  | 21 |  | 21 |  | 21 | 29.8 | 21 | 29.8 | 21 | 29.8 | 21 | 21 | 21 | 21 | 4.85 | 16.15 | 16.15 | 16.15 | 32.4 | 21 | 32.4 | 21 | 32.4 | 21 | 21 | 21 | 21 | 5.31 | 15.69 | 15.69 | 15.69 | 21 | 21 | 21 | 5.03 | 15.97 | 15.97 | 15.97
2020-01-15 21:00 | 39.029 | -49.779 | 29.342 | 59.466 | 25.13 | 25.13 | 25.13 | 25.13 | 25.13 | 25.13 | 0 | 34.333 | 411 | 370 | 29.2 | 95 | -5.5 | 30 | 4.696 | 0 | 4.696 | LONG | LONG |  | 25.13 |  | 25.13 |  | 25.13 | 29.2 | 25.13 | 29.2 | 25.13 | 29.2 | 25.13 | 25.13 | 25.13 | 25.13 | 4.85 | 20.28 | 20.28 | 20.28 | 29.6 | 25.13 | 29.6 | 25.13 | 29.6 | 25.13 | 25.13 | 25.13 | 25.13 | 5.31 | 19.82 | 19.82 | 19.82 | 25.13 | 25.13 | 25.13 | 5.03 | 20.1 | 20.1 | 20.1
2020-01-15 22:00 | 5.087 | -80.682 | 34.993 | 50.776 | 24.85 | 24.85 | 24.85 | 24.85 | 24.85 | 24.85 | 0 | 0 | 479 | 321 | 28.8 | 95 | -5.5 | 30 | 5.087 | 0 | 5.087 | LONG | LONG | [6 empty] | 28.8 | 30 | 28.8 | 30 | 28.8 | 30 | 30 | 30 | 30 | 4.85 | 25.15 | 25.15 | 25.15 | 29.4 | 29.4 | 29.4 | 29.4 | 29.4 | 29.4 | 29.4 | 29.4 | 29.4 | 5.31 | 24.09 | 24.09 | 24.09 | 24.85 | 24.85 | 24.85 | 5.03 | 19.82 | 19.82 | 19.82
2020-01-15 23:00 | 39.771 | -30.248 | 19.857 | 50.162 | 23.97 | 20 | 23.97 | 20 | 23.97 | 20 | 0 | 30.433 | 478 | 314 | 27.8 | 95 | -5.5 | 30 | 9.338 | 0 | 9.338 | LONG | LONG |  | 20 |  | 20 |  | 20 | 27.8 | 20 | 27.8 | 20 | 27.8 | 20 | 20 | 20 | 20 | 4.85 | 15.15 | 15.15 | 15.15 | 28.9 | 20 | 28.9 | 20 | 28.9 | 20 | 20 | 20 | 20 | 5.31 | 14.69 | 14.69 | 14.69 | 20 | 20 | 20 | 5.03 | 14.97 | 14.97 | 14.97
2020-01-16 | 82.71 | -18.525 | 11.898 | 89.337 | 22.55 | 2.86 | 22.55 | 2.86 | 22.55 | 2.86 | 0 | 56.65 | 288 | 223 | 31.7 | 95 | 2.86 | 40.9 | 26.06 | 0 | 26.06 | LONG | LONG |  | 2.86 |  | 2.86 |  | 2.86 | 31.7 | 2.86 | 31.7 | 2.86 | 31.7 | 2.86 | 2.86 | 2.86 | 2.86 | 4.85 | -1.99 | -1.99 | -1.99 | 36.3 | 2.86 | 36.3 | 2.86 | 36.3 | 2.86 | 2.86 | 2.86 | 2.86 | 5.31 | -2.45 | -2.45 | -2.45 | 2.86 | 2.86 | 2.86 | 5.03 | -2.17 | -2.17 | -2.17
2020-01-16 01:00 | 7.064 | -16.879 | 7.348 | 16.595 | 21.58 | 21.58 | 21.58 | 21.58 | 21.58 | 21.58 | 0 | 0 | 288 | 0 | 31.7 | 95 | 0 | 0 | 7.064 | 0 | 7.064 | LONG | LONG | [6 empty] | 31.7 | 0 | 31.7 | 0 | 31.7 | 0 | 0 | 0 | 0 | 4.85 | -4.85 | -4.85 | -4.85 | 15.85 | 15.85 | 15.85 | 15.85 | 15.85 | 15.85 | 15.85 | 15.85 | 15.85 | 5.31 | 10.54 | 10.54 | 10.54 | 21.58 | 21.58 | 21.58 | 5.03 | 16.55 | 16.55 | 16.55
2020-01-16 02:00 | -103.889 | -137.123 | 11.969 | 21.265 | 21.32 | 21.32 | 21.32 | 21.32 | 21.32 | 21.32 | 0 | 0 | 288 | 441 | 31.7 | 95 | 2.86 | 40.9 | -103.889 | 103.889 | 0 | SHORT | SHORT | [6 empty] | 31.7 | 40.9 | 31.7 | 40.9 | 31.7 | 40.9 | 31.7 | 31.7 | 31.7 | 4.85 | 36.55 | 36.55 | 36.55 | 36.3 | 36.3 | 36.3 | 36.3 | 36.3 | 36.3 | 36.3 | 36.3 | 36.3 | 5.31 | 41.61 | 41.61 | 41.61 | 21.32 | 21.32 | 21.32 | 5.03 | 26.35 | 26.35 | 26.35
2020-01-16 03:00 | -49.372 | -75.266 | 5.084 | 20.81 | 59.9 | 21.65 | 59.9 | 21.65 | 59.9 | 21.65 | 51.834 | 0 | 288 | 438 | 31.7 | 95 | 2.86 | 9.86 | 2.462 | 0 | 2.462 | SHORT | SHORT | 59.9 |  | 59.9 |  | 59.9 |  | 59.9 | 9.86 | 59.9 | 9.86 | 59.9 | 9.86 | 59.9 | 59.9 | 59.9 | 4.85 | 64.75 | 64.75 | 64.75 | 59.9 | 20.78 | 59.9 | 20.78 | 59.9 | 20.78 | 59.9 | 59.9 | 59.9 | 5.31 | 65.21 | 65.21 | 65.21 | 59.9 | 59.9 | 59.9 | 5.03 | 64.93 | 64.93 | 64.93
2020-01-16 04:00 | 0.189 | -15.79 | 3.111 | 12.868 | 31.7 | 22.18 | 31.7 | 22.18 | 31.7 | 22.18 | 15 | 0 | 288 | 439 | 31.7 | 95 | 2.86 | 40.9 | 15.189 | 0 | 15.189 | SHORT | LONG | 31.7 |  | 31.7 |  | 31.7 |  | 31.7 | 40.9 | 31.7 | 40.9 | 31.7 | 40.9 | 31.7 | 31.7 | 31.7 | 4.85 | 36.55 | 36.55 | 36.55 | 31.7 | 36.3 | 31.7 | 36.3 | 31.7 | 36.3 | 31.7 | 31.7 | 31.7 | 5.31 | 37.01 | 37.01 | 37.01 | 22.18 | 22.18 | 22.18 | 5.03 | 17.15 | 17.15 | 17.15
2020-01-16 05:00 | 0.498 | -1.557 | -19.088 | 21.143 | 31.7 | 22.99 | 31.7 | 22.99 | 31.7 | 22.99 | 11.25 | 0 | 288 | 1 | 31.7 | 95 | 40.9 | 40.9 | 11.748 | 0 | 11.748 | SHORT | LONG | 31.7 |  | 31.7 |  | 31.7 |  | 31.7 | 40.9 | 31.7 | 40.9 | 31.7 | 40.9 | 31.7 | 31.7 | 31.7 | 4.85 | 36.55 | 36.55 | 36.55 | 31.7 | 36.3 | 31.7 | 36.3 | 31.7 | 36.3 | 31.7 | 31.7 | 31.7 | 5.31 | 37.01 | 37.01 | 37.01 | 22.99 | 22.99 | 22.99 | 5.03 | 17.96 | 17.96 | 17.96
2020-01-16 06:00 | 10.152 | 12.243 | -14.506 | 12.415 | 23.72 | 23.72 | 23.72 | 23.72 | 23.72 | 23.72 | 0 | 0 | 238 | 219 | 42.9 | 95 | 2.86 | 2.86 | 10.152 | 0 | 10.152 | LONG | LONG | [6 empty] | 42.9 | 2.86 | 42.9 | 2.86 | 42.9 | 2.86 | 2.86 | 2.86 | 2.86 | 4.85 | -1.99 | -1.99 | -1.99 | 22.88 | 22.88 | 22.88 | 22.88 | 22.88 | 22.88 | 22.88 | 22.88 | 22.88 | 5.31 | 17.57 | 17.57 | 17.57 | 23.72 | 23.72 | 23.72 | 5.03 | 18.69 | 18.69 | 18.69
2020-01-16 07:00 | 22.691 | 47.14 | -48.478 | 24.029 | 31.05 | 31.05 | 31.05 | 31.05 | 31.05 | 31.05 | 0 | 0 | 451 | 221 | 41.05 | 95 | 9.86 | 40.9 | 22.691 | 0 | 22.691 | LONG | LONG | [6 empty] | 41.05 | 40.9 | 41.05 | 40.9 | 41.05 | 40.9 | 40.9 | 40.9 | 40.9 | 4.85 | 36.05 | 36.05 | 36.05 | 40.98 | 40.98 | 40.98 | 40.98 | 40.98 | 40.98 | 40.98 | 40.98 | 40.98 | 5.31 | 35.67 | 35.67 | 35.67 | 31.05 | 31.05 | 31.05 | 5.03 | 26.02 | 26.02 | 26.02
2020-01-16 08:00 | 110.248 | 78.384 | 6.196 | 25.668 | 43.7 | 25.2 | 43.7 | 25.2 | 43.7 | 25.2 | 0 | 75.283 | 180 | 457 | 38.6 | 95 | 1 | 36.6 | 34.965 | 0 | 34.965 | LONG | LONG |  | 25.2 |  | 25.2 |  | 25.2 | 38.6 | 25.2 | 38.6 | 25.2 | 38.6 | 25.2 | 25.2 | 25.2 | 25.2 | 4.85 | 20.35 | 20.35 | 20.35 | 37.6 | 25.2 | 37.6 | 25.2 | 37.6 | 25.2 | 25.2 | 25.2 | 25.2 | 5.31 | 19.89 | 19.89 | 19.89 | 25.2 | 25.2 | 25.2 | 5.03 | 20.17 | 20.17 | 20.17
2020-01-16 09:00 | 128.885 | 72.936 | 19.132 | 36.817 | 43.49 | 22.5 | 43.49 | 22.5 | 43.49 | 22.5 | 0 | 113 | 208 | 479 | 37 | 95 | -30 | 35 | 15.885 | 0 | 15.885 | LONG | LONG |  | 22.5 |  | 22.5 |  | 22.5 | 37 | 22.5 | 37 | 22.5 | 37 | 22.5 | 22.5 | 22.5 | 22.5 | 4.85 | 17.65 | 17.65 | 17.65 | 36 | 22.5 | 36 | 22.5 | 36 | 22.5 | 22.5 | 22.5 | 22.5 | 5.31 | 17.19 | 17.19 | 17.19 | 22.5 | 22.5 | 22.5 | 5.03 | 17.47 | 17.47 | 17.47
2020-01-16 10:00 | 124.026 | 48.946 | 23.053 | 52.027 | 43.42 | 20 | 43.42 | 20 | 43.42 | 20 | 0 | 93 | 139 | 427 | 52.1 | 95 | -30 | 20 | 31.026 | 0 | 31.026 | LONG | LONG |  | 20 |  | 20 |  | 20 | 52.1 | 20 | 52.1 | 20 | 52.1 | 20 | 20 | 20 | 20 | 4.85 | 15.15 | 15.15 | 15.15 | 36.05 | 20 | 36.05 | 20 | 36.05 | 20 | 20 | 20 | 20 | 5.31 | 14.69 | 14.69 | 14.69 | 20 | 20 | 20 | 5.03 | 14.97 | 14.97 | 14.97
2020-01-16 11:00 | 135.692 | 42.194 | 23.711 | 69.787 | 43.46 | 1 | 43.46 | 1 | 43.46 | 1 | 0 | 122.5 | 121 | 427 | 52.2 | 95 | -30 | 20 | 13.192 | 0 | 13.192 | LONG | LONG |  | 1 |  | 1 |  | 1 | 52.2 | 1 | 52.2 | 1 | 52.2 | 1 | 1 | 1 | 1 | 4.85 | -3.85 | -3.85 | -3.85 | 36.1 | 1 | 36.1 | 1 | 36.1 | 1 | 1 | 1 | 1 | 5.31 | -4.31 | -4.31 | -4.31 | 1 | 1 | 1 | 5.03 | -4.03 | -4.03 | -4.03
2020-01-16 12:00 | 89.072 | 3.941 | 16.272 | 68.859 | 43.74 | 19 | 43.74 | 19 | 43.74 | 19 | 0 | 90 | 330 | 449 | 37 | 95 | -30 | 35 | -0.928 | 0.928 | 0 | LONG | LONG |  | 19 |  | 19 |  | 19 | 37 | 19 | 37 | 19 | 37 | 19 | 19 | 19 | 19 | 4.85 | 14.15 | 14.15 | 14.15 | 36 | 19 | 36 | 19 | 36 | 19 | 19 | 19 | 19 | 5.31 | 13.69 | 13.69 | 13.69 | 19 | 19 | 19 | 5.03 | 13.97 | 13.97 | 13.97
2020-01-16 13:00 | 52.497 | -11.965 | 16.719 | 47.743 | 43.71 | 24 | 43.71 | 24 | 43.71 | 24 | 0 | 58.166 | 369 | 449 | 37 | 95 | -30 | 35 | -5.669 | 5.669 | 0 | LONG | LONG |  | 24 |  | 24 |  | 24 | 37 | 24 | 37 | 24 | 37 | 24 | 24 | 24 | 24 | 4.85 | 19.15 | 19.15 | 19.15 | 36 | 24 | 36 | 24 | 36 | 24 | 24 | 24 | 24 | 5.31 | 18.69 | 18.69 | 18.69 | 24 | 24 | 24 | 5.03 | 18.97 | 18.97 | 18.97
2020-01-16 14:00 | 66.031 | 1.535 | 14.068 | 50.428 | 43.72 | 25.2 | 43.72 | 25.2 | 43.72 | 25.2 | 0 | 43.167 | 344 | 449 | 37 | 95 | -30 | 35 | 22.864 | 0 | 22.864 | LONG | LONG |  | 25.2 |  | 25.2 |  | 25.2 | 37 | 25.2 | 37 | 25.2 | 37 | 25.2 | 25.2 | 25.2 | 25.2 | 4.85 | 20.35 | 20.35 | 20.35 | 36 | 25.2 | 36 | 25.2 | 36 | 25.2 | 25.2 | 25.2 | 25.2 | 5.31 | 19.89 | 19.89 | 19.89 | 25.2 | 25.2 | 25.2 | 5.03 | 20.17 | 20.17 | 20.17
2020-01-16 15:00 | 96.849 | 7.484 | 11.786 | 77.579 | 43.78 | 16 | 43.78 | 16 | 43.78 | 16 | 0 | 76.967 | 314 | 455 | 37 | 95 | -30 | 35 | 19.882 | 0 | 19.882 | LONG | LONG |  | 16 |  | 16 |  | 16 | 37 | 16 | 37 | 16 | 37 | 16 | 16 | 16 | 16 | 4.85 | 11.15 | 11.15 | 11.15 | 36 | 16 | 36 | 16 | 36 | 16 | 16 | 16 | 16 | 5.31 | 10.69 | 10.69 | 10.69 | 16 | 16 | 16 | 5.03 | 10.97 | 10.97 | 10.97
2020-01-16 16:00 | 115.773 | 23.848 | 10.591 | 81.334 | 44.15 | 16 | 44.15 | 16 | 44.15 | 16 | 0 | 112 | 133 | 479 | 37 | 95 | -30 | 35 | 3.773 | 0 | 3.773 | LONG | LONG |  | 16 |  | 16 |  | 16 | 37 | 16 | 37 | 16 | 37 | 16 | 16 | 16 | 16 | 4.85 | 11.15 | 11.15 | 11.15 | 36 | 16 | 36 | 16 | 36 | 16 | 16 | 16 | 16 | 5.31 | 10.69 | 10.69 | 10.69 | 16 | 16 | 16 | 5.03 | 10.97 | 10.97 | 10.97
2020-01-16 17:00 | 45.907 | -21.678 | 11.901 | 55.684 | 45.34 | 19 | 45.34 | 19 | 45.34 | 19 | 0 | 58.667 | 50 | 489 | 37 | 90 | -30 | 35 | -12.76 | 12.76 | 0 | LONG | LONG |  | 19 |  | 19 |  | 19 | 37 | 19 | 37 | 19 | 37 | 19 | 19 | 19 | 19 | 4.85 | 14.15 | 14.15 | 14.15 | 36 | 19 | 36 | 19 | 36 | 19 | 19 | 19 | 19 | 5.31 | 13.69 | 13.69 | 13.69 | 19 | 19 | 19 | 5.03 | 13.97 | 13.97 | 13.97
2020-01-16 18:00 | 22.489 | -26.625 | 2.443 | 46.671 | 43.79 | 29 | 43.79 | 29 | 43.79 | 29 | 0 | 7.466 | 40 | 499 | 52.5 | 90 | -40 | 35 | 15.023 | 0 | 15.023 | LONG | LONG |  | 29 |  | 29 |  | 29 | 52.5 | 29 | 52.5 | 29 | 52.5 | 29 | 29 | 29 | 29 | 4.85 | 24.15 | 24.15 | 24.15 | 43.75 | 29 | 43.75 | 29 | 43.75 | 29 | 29 | 29 | 29 | 5.31 | 23.69 | 23.69 | 23.69 | 29 | 29 | 29 | 5.03 | 23.97 | 23.97 | 23.97
2020-01-16 19:00 | 90.506 | 11.268 | 2.34 | 76.898 | 43.79 | 22.9 | 43.79 | 22.9 | 43.79 | 22.9 | 0 | 65.783 | 100 | 505 | 38.6 | 94 | -40 | 36.6 | 24.723 | 0 | 24.723 | LONG | LONG |  | 22.9 |  | 22.9 |  | 22.9 | 38.6 | 22.9 | 38.6 | 22.9 | 38.6 | 22.9 | 22.9 | 22.9 | 22.9 | 4.85 | 18.05 | 18.05 | 18.05 | 37.6 | 22.9 | 37.6 | 22.9 | 37.6 | 22.9 | 22.9 | 22.9 | 22.9 | 5.31 | 17.59 | 17.59 | 17.59 | 22.9 | 22.9 | 22.9 | 5.03 | 17.87 | 17.87 | 17.87
2020-01-16 20:00 | 41.779 | -27.59 | 15.066 | 54.303 | 29.34 | 23 | 29.34 | 23 | 29.34 | 23 | 0 | 80 | 454 | 386 | 34.2 | 95 | 1 | 40.9 | -38.221 | 38.221 | 0 | LONG | LONG |  | 23 |  | 23 |  | 23 | 34.2 | 23 | 34.2 | 23 | 34.2 | 23 | 23 | 23 | 23 | 4.85 | 18.15 | 18.15 | 18.15 | 37.55 | 23 | 37.55 | 23 | 37.55 | 23 | 23 | 23 | 23 | 5.31 | 17.69 | 17.69 | 17.69 | 23 | 23 | 23 | 5.03 | 17.97 | 17.97 | 17.97
2020-01-16 21:00 | 23.388 | -5.247 | 18.098 | 10.537 | 28.02 | 22.73 | 28.02 | 22.73 | 28.02 | 22.73 | 0 | 29.167 | 436 | 381 | 32.6 | 95 | 1 | 2.86 | -5.779 | 5.779 | 0 | LONG | LONG |  | 22.73 |  | 22.73 |  | 22.73 | 32.6 | 22.73 | 32.6 | 22.73 | 32.6 | 22.73 | 22.73 | 22.73 | 22.73 | 4.85 | 17.88 | 17.88 | 17.88 | 17.73 | 22.73 | 17.73 | 22.73 | 17.73 | 22.73 | 22.73 | 22.73 | 22.73 | 5.31 | 17.42 | 17.42 | 17.42 | 22.73 | 22.73 | 22.73 | 5.03 | 17.7 | 17.7 | 17.7
2020-01-16 22:00 | 10.126 | -22.897 | 16.894 | 16.129 | 27.71 | 27.71 | 27.71 | 27.71 | 27.71 | 27.71 | 0 | 0 | 504 | 363 | 32.3 | 95 | 1 | 2.86 | 10.126 | 0 | 10.126 | LONG | LONG | [6 empty] | 32.3 | 2.86 | 32.3 | 2.86 | 32.3 | 2.86 | 2.86 | 2.86 | 2.86 | 4.85 | -1.99 | -1.99 | -1.99 | 17.58 | 17.58 | 17.58 | 17.58 | 17.58 | 17.58 | 17.58 | 17.58 | 17.58 | 5.31 | 12.27 | 12.27 | 12.27 | 27.71 | 27.71 | 27.71 | 5.03 | 22.68 | 22.68 | 22.68
2020-01-16 23:00 | -19.718 | -6.851 | 8.564 | -21.431 | 31.7 | 24.81 | 31.7 | 24.81 | 31.7 | 24.81 | 7.5 | 0 | 503 | 313 | 31.7 | 95 | 1 | 2.86 | -12.218 | 12.218 | 0 | SHORT | SHORT | 31.7 |  | 31.7 |  | 31.7 |  | 31.7 | 2.86 | 31.7 | 2.86 | 31.7 | 2.86 | 31.7 | 31.7 | 31.7 | 4.85 | 36.55 | 36.55 | 36.55 | 31.7 | 17.28 | 31.7 | 17.28 | 31.7 | 17.28 | 31.7 | 31.7 | 31.7 | 5.31 | 37.01 | 37.01 | 37.01 | 31.7 | 31.7 | 31.7 | 5.03 | 36.73 | 36.73 | 36.73
2020-01-17 | -58.211 | 4.688 | -12.997 | -49.902 | 33.9 | 23.13 | 33.9 | 23.13 | 33.9 | 23.13 | 47.916 | 0 | 313 | 313 | 33.9 | 95 | 1 | 4.42 | -10.295 | 10.295 | 0 | SHORT | SHORT | 33.9 |  | 33.9 |  | 33.9 |  | 33.9 | 4.42 | 33.9 | 4.42 | 33.9 | 4.42 | 33.9 | 33.9 | 33.9 | 4.85 | 38.75 | 38.75 | 38.75 | 33.9 | 19.16 | 33.9 | 19.16 | 33.9 | 19.16 | 33.9 | 33.9 | 33.9 | 5.31 | 39.21 | 39.21 | 39.21 | 33.9 | 33.9 | 33.9 | 5.03 | 38.93 | 38.93 | 38.93
2020-01-17 01:00 | -71.293 | -5.576 | -17.171 | -48.546 | 76.9 | 27.06 | 76.9 | 27.06 | 76.9 | 27.06 | 59.584 | 0 | 313 | 1 | 33.9 | 95 | 40.9 | 40.9 | -11.709 | 11.709 | 0 | SHORT | SHORT | 76.9 |  | 76.9 |  | 76.9 |  | 76.9 | 40.9 | 76.9 | 40.9 | 76.9 | 40.9 | 76.9 | 76.9 | 76.9 | 4.85 | 81.75 | 81.75 | 81.75 | 76.9 | 37.4 | 76.9 | 37.4 | 76.9 | 37.4 | 76.9 | 76.9 | 76.9 | 5.31 | 82.21 | 82.21 | 82.21 | 76.9 | 76.9 | 76.9 | 5.03 | 81.93 | 81.93 | 81.93
2020-01-17 02:00 | -30.166 | 11.881 | 1.344 | -43.391 | 54.9 | 22.61 | 54.9 | 22.61 | 54.9 | 22.61 | 24 | 0 | 313 | 447 | 33.9 | 95 | 4.42 | 40.9 | -6.166 | 6.166 | 0 | SHORT | SHORT | 54.9 |  | 54.9 |  | 54.9 |  | 54.9 | 40.9 | 54.9 | 40.9 | 54.9 | 40.9 | 54.9 | 54.9 | 54.9 | 4.85 | 59.75 | 59.75 | 59.75 | 54.9 | 37.4 | 54.9 | 37.4 | 54.9 | 37.4 | 54.9 | 54.9 | 54.9 | 5.31 | 60.21 | 60.21 | 60.21 | 54.9 | 54.9 | 54.9 | 5.03 | 59.93 | 59.93 | 59.93
2020-01-17 03:00 | 10.187 | 27.836 | 18.982 | -36.631 | 22.19 | 22.19 | 22.19 | 22.19 | 22.19 | 22.19 | 0 | 0 | 313 | 445 | 33.9 | 95 | 4.42 | 40.9 | 10.187 | 0 | 10.187 | LONG | LONG | [6 empty] | 33.9 | 40.9 | 33.9 | 40.9 | 33.9 | 40.9 | 40.9 | 40.9 | 40.9 | 4.85 | 36.05 | 36.05 | 36.05 | 37.4 | 37.4 | 37.4 | 37.4 | 37.4 | 37.4 | 37.4 | 37.4 | 37.4 | 5.31 | 32.09 | 32.09 | 32.09 | 22.19 | 22.19 | 22.19 | 5.03 | 17.16 | 17.16 | 17.16
2020-01-17 04:00 | 21.347 | 27.232 | 25.373 | -31.258 | 22.39 | 22.39 | 22.39 | 22.39 | 22.39 | 22.39 | 0 | 37.5 | 313 | 444 | 33.9 | 95 | 4.42 | 11.42 | -16.153 | 16.153 | 0 | LONG | LONG |  | 22.39 |  | 22.39 |  | 22.39 | 33.9 | 22.39 | 33.9 | 22.39 | 33.9 | 22.39 | 22.39 | 22.39 | 22.39 | 4.85 | 17.54 | 17.54 | 17.54 | 22.66 | 22.39 | 22.66 | 22.39 | 22.66 | 22.39 | 22.39 | 22.39 | 22.39 | 5.31 | 17.08 | 17.08 | 17.08 | 22.39 | 22.39 | 22.39 | 5.03 | 17.36 | 17.36 | 17.36
2020-01-17 05:00 | 19.236 | 25.488 | 22.291 | -28.543 | 23.26 | 40.9 | 23.26 | 40.9 | 23.26 | 40.9 | 0 | 0.783 | 313 | 91 | 33.9 | 95 | 1 | 40.9 | 18.453 | 0 | 18.453 | LONG | LONG |  | 40.9 |  | 40.9 |  | 40.9 | 33.9 | 40.9 | 33.9 | 40.9 | 33.9 | 40.9 | 40.9 | 40.9 | 40.9 | 4.85 | 36.05 | 36.05 | 36.05 | 37.4 | 40.9 | 37.4 | 40.9 | 37.4 | 40.9 | 40.9 | 40.9 | 40.9 | 5.31 | 35.59 | 35.59 | 35.59 | 40.9 | 40.9 | 40.9 | 5.03 | 35.87 | 35.87 | 35.87
2020-01-17 06:00 | 19.962 | 46.644 | 11.107 | -37.789 | 28.76 | 28.76 | 28.76 | 28.76 | 28.76 | 28.76 | 0 | 0 | 313 | 330 | 33.9 | 95 | 1 | 4.42 | 19.962 | 0 | 19.962 | LONG | LONG | [6 empty] | 33.9 | 4.42 | 33.9 | 4.42 | 33.9 | 4.42 | 4.42 | 4.42 | 4.42 | 4.85 | -0.43 | -0.43 | -0.43 | 19.16 | 19.16 | 19.16 | 19.16 | 19.16 | 19.16 | 19.16 | 19.16 | 19.16 | 5.31 | 13.85 | 13.85 | 13.85 | 28.76 | 28.76 | 28.76 | 5.03 | 23.73 | 23.73 | 23.73
2020-01-17 07:00 | 42.735 | 32.05 | 35.267 | -24.582 | 47.7 | 46 | 47.7 | 46 | 47.7 | 46 | 0 | 25.833 | 430 | 456 | 38.6 | 95 | -20 | 36.6 | 16.902 | 0 | 16.902 | LONG | LONG |  | 46 |  | 46 |  | 46 | 38.6 | 46 | 38.6 | 46 | 38.6 | 46 | 46 | 46 | 46 | 4.85 | 41.15 | 41.15 | 41.15 | 37.6 | 46 | 37.6 | 46 | 37.6 | 46 | 46 | 46 | 46 | 5.31 | 40.69 | 40.69 | 40.69 | 46 | 46 | 46 | 5.03 | 40.97 | 40.97 | 40.97
2020-01-17 08:00 | 35.6 | 48.614 | 10.125 | -23.139 | 46.76 | 38.51 | 46.76 | 38.51 | 46.76 | 38.51 | 0 | 6.667 | 385 | 478 | 37 | 95 | -20 | 35 | 28.933 | 0 | 28.933 | LONG | LONG |  | 38.51 |  | 38.51 |  | 38.51 | 37 | 38.51 | 37 | 38.51 | 37 | 38.51 | 38.51 | 38.51 | 38.51 | 4.85 | 33.66 | 33.66 | 33.66 | 36 | 38.51 | 36 | 38.51 | 36 | 38.51 | 38.51 | 38.51 | 38.51 | 5.31 | 33.2 | 33.2 | 33.2 | 38.51 | 38.51 | 38.51 | 5.03 | 33.48 | 33.48 | 33.48
2020-01-17 09:00 | 50.966 | 52.138 | 6.988 | -8.16 | 46.7 | 38 | 46.7 | 38 | 46.7 | 38 | 0 | 40.416 | 391 | 476 | 42.8 | 95 | -20 | 49 | 10.55 | 0 | 10.55 | LONG | LONG |  | 38 |  | 38 |  | 38 | 42.8 | 38 | 42.8 | 38 | 42.8 | 38 | 38 | 38 | 38 | 4.85 | 33.15 | 33.15 | 33.15 | 45.9 | 38 | 45.9 | 38 | 45.9 | 38 | 38 | 38 | 38 | 5.31 | 32.69 | 32.69 | 32.69 | 38 | 38 | 38 | 5.03 | 32.97 | 32.97 | 32.97
2020-01-17 10:00 | 0.731 | 0.543 | -11.512 | 11.7 | 51.6 | 38 | 51.6 | 38 | 51.6 | 38 | 23.434 | 13.5 | 390 | 401 | 38.4 | 95 | -20 | 49 | 10.665 | 0 | 10.665 | LONG | LONG |  | 38 |  | 38 |  | 38 | 38.4 | 38 | 38.4 | 38 | 38.4 | 38 | 38 | 38 | 38 | 4.85 | 33.15 | 33.15 | 33.15 | 43.7 | 38 | 43.7 | 38 | 43.7 | 38 | 38 | 38 | 38 | 5.31 | 32.69 | 32.69 | 32.69 | 38 | 38 | 38 | 5.03 | 32.97 | 32.97 | 32.97
2020-01-17 11:00 | 29.331 | -0.913 | 11.751 | 18.493 | 36.09 | 36.09 | 36.09 | 36.09 | 36.09 | 36.09 | 0 | 0 | 392 | 433 | 38.4 | 95 | -20 | 38 | 29.331 | 0 | 29.331 | LONG | LONG | [6 empty] | 38.4 | 38 | 38.4 | 38 | 38.4 | 38 | 38 | 38 | 38 | 4.85 | 33.15 | 33.15 | 33.15 | 38.2 | 38.2 | 38.2 | 38.2 | 38.2 | 38.2 | 38.2 | 38.2 | 38.2 | 5.31 | 32.89 | 32.89 | 32.89 | 36.09 | 36.09 | 36.09 | 5.03 | 31.06 | 31.06 | 31.06
2020-01-17 12:00 | 37.572 | 16.218 | 14.859 | 6.495 | 43.09 | 20.7 | 43.09 | 20.7 | 43.09 | 20.7 | 0 | 31.667 | 300 | 497 | 50.7 | 95 | -40 | 34.7 | 5.905 | 0 | 5.905 | LONG | LONG |  | 20.7 |  | 20.7 |  | 20.7 | 50.7 | 20.7 | 50.7 | 20.7 | 50.7 | 20.7 | 20.7 | 20.7 | 20.7 | 4.85 | 15.85 | 15.85 | 15.85 | 42.7 | 20.7 | 42.7 | 20.7 | 42.7 | 20.7 | 20.7 | 20.7 | 20.7 | 5.31 | 15.39 | 15.39 | 15.39 | 20.7 | 20.7 | 20.7 | 5.03 | 15.67 | 15.67 | 15.67
2020-01-17 13:00 | 28.006 | 5.586 | 22.229 | 0.191 | 46.71 | 20.7 | 46.71 | 20.7 | 46.71 | 20.7 | 0 | 16.668 | 215 | 497 | 36.7 | 80 | -40 | 34.7 | 11.338 | 0 | 11.338 | LONG | LONG |  | 20.7 |  | 20.7 |  | 20.7 | 36.7 | 20.7 | 36.7 | 20.7 | 36.7 | 20.7 | 20.7 | 20.7 | 20.7 | 4.85 | 15.85 | 15.85 | 15.85 | 35.7 | 20.7 | 35.7 | 20.7 | 35.7 | 20.7 | 20.7 | 20.7 | 20.7 | 5.31 | 15.39 | 15.39 | 15.39 | 20.7 | 20.7 | 20.7 | 5.03 | 15.67 | 15.67 | 15.67
2020-01-17 14:00 | 68.554 | 19.994 | 42.729 | 5.831 | 43.03 | 43.03 | 43.03 | 43.03 | 43.03 | 43.03 | 0 | 0 | 208 | 499 | 50.6 | 80 | -40 | 34.7 | 68.554 | 0 | 68.554 | LONG | LONG | [6 empty] | 50.6 | 34.7 | 50.6 | 34.7 | 50.6 | 34.7 | 34.7 | 34.7 | 34.7 | 4.85 | 29.85 | 29.85 | 29.85 | 42.65 | 42.65 | 42.65 | 42.65 | 42.65 | 42.65 | 42.65 | 42.65 | 42.65 | 5.31 | 37.34 | 37.34 | 37.34 | 43.03 | 43.03 | 43.03 | 5.03 | 38 | 38 | 38
2020-01-17 15:00 | 41.081 | 13.67 | 17.978 | 9.433 | 43.01 | 30.7 | 43.01 | 30.7 | 43.01 | 30.7 | 0 | 49.334 | 227 | 480 | 50.6 | 80 | -30 | 34.7 | -8.253 | 8.253 | 0 | LONG | LONG |  | 30.7 |  | 30.7 |  | 30.7 | 50.6 | 30.7 | 50.6 | 30.7 | 50.6 | 30.7 | 30.7 | 30.7 | 30.7 | 4.85 | 25.85 | 25.85 | 25.85 | 42.65 | 30.7 | 42.65 | 30.7 | 42.65 | 30.7 | 30.7 | 30.7 | 30.7 | 5.31 | 25.39 | 25.39 | 25.39 | 30.7 | 30.7 | 30.7 | 5.03 | 25.67 | 25.67 | 25.67
2020-01-17 16:00 | 92.779 | 32.616 | 48.557 | 11.606 | 43.71 | 28 | 43.71 | 28 | 43.71 | 28 | 0 | 61.966 | 226 | 461 | 53.71 | 80 | -30 | 34.7 | 30.813 | 0 | 30.813 | LONG | LONG |  | 28 |  | 28 |  | 28 | 53.71 | 28 | 53.71 | 28 | 53.71 | 28 | 28 | 28 | 28 | 4.85 | 23.15 | 23.15 | 23.15 | 44.21 | 28 | 44.21 | 28 | 44.21 | 28 | 28 | 28 | 28 | 5.31 | 22.69 | 22.69 | 22.69 | 28 | 28 | 28 | 5.03 | 22.97 | 22.97 | 22.97
2020-01-17 17:00 | 26.326 | 39.303 | -18.806 | 5.829 | 43.06 | 30.7 | 43.06 | 30.7 | 43.06 | 30.7 | 0 | 7.466 | 238 | 444 | 36.7 | 80 | -30 | 34.7 | 18.86 | 0 | 18.86 | LONG | LONG |  | 30.7 |  | 30.7 |  | 30.7 | 36.7 | 30.7 | 36.7 | 30.7 | 36.7 | 30.7 | 30.7 | 30.7 | 30.7 | 4.85 | 25.85 | 25.85 | 25.85 | 35.7 | 30.7 | 35.7 | 30.7 | 35.7 | 30.7 | 30.7 | 30.7 | 30.7 | 5.31 | 25.39 | 25.39 | 25.39 | 30.7 | 30.7 | 30.7 | 5.03 | 25.67 | 25.67 | 25.67
2020-01-17 18:00 | -23.042 | 8.358 | -18.547 | -12.853 | 48.7 | 40.62 | 48.7 | 40.62 | 48.7 | 40.62 | 42.583 | 0 | 235 | 443 | 48.7 | 80 | -30 | 34.7 | 19.541 | 0 | 19.541 | SHORT | SHORT | 48.7 |  | 48.7 |  | 48.7 |  | 48.7 | 34.7 | 48.7 | 34.7 | 48.7 | 34.7 | 48.7 | 48.7 | 48.7 | 4.85 | 53.55 | 53.55 | 53.55 | 48.7 | 41.7 | 48.7 | 41.7 | 48.7 | 41.7 | 48.7 | 48.7 | 48.7 | 5.31 | 54.01 | 54.01 | 54.01 | 48.7 | 48.7 | 48.7 | 5.03 | 53.73 | 53.73 | 53.73
2020-01-17 19:00 | -33.498 | -4.345 | 9.495 | -38.648 | 51.5 | 43.71 | 51.5 | 43.71 | 51.5 | 43.71 | 31.433 | 0 | 246 | 454 | 37.5 | 94 | -30 | 35.5 | -2.065 | 2.065 | 0 | SHORT | SHORT | 51.5 |  | 51.5 |  | 51.5 |  | 51.5 | 35.5 | 51.5 | 35.5 | 51.5 | 35.5 | 51.5 | 51.5 | 51.5 | 4.85 | 56.35 | 56.35 | 56.35 | 51.5 | 36.5 | 51.5 | 36.5 | 51.5 | 36.5 | 51.5 | 51.5 | 51.5 | 5.31 | 56.81 | 56.81 | 56.81 | 51.5 | 51.5 | 51.5 | 5.03 | 56.53 | 56.53 | 56.53
2020-01-17 20:00 | -12.921 | 17.646 | 1.339 | -31.906 | 25.17 | 25.17 | 25.17 | 25.17 | 25.17 | 25.17 | 16.7 | 0 | 276 | 343 | 35.17 | 93 | 1 | 40.6 | 3.779 | 0 | 3.779 | SHORT | SHORT | 25.17 |  | 25.17 |  | 25.17 |  | 25.17 | 40.6 | 25.17 | 40.6 | 25.17 | 40.6 | 25.17 | 25.17 | 25.17 | 4.85 | 30.02 | 30.02 | 30.02 | 25.17 | 37.89 | 25.17 | 37.89 | 25.17 | 37.89 | 25.17 | 25.17 | 25.17 | 5.31 | 30.48 | 30.48 | 30.48 | 25.17 | 25.17 | 25.17 | 5.03 | 30.2 | 30.2 | 30.2
2020-01-17 21:00 | 46.345 | 57.31 | -20.487 | 9.522 | 24.8 | 24.8 | 24.8 | 24.8 | 24.8 | 24.8 | 0 | 15.001 | 322 | 356 | 34.8 | 94 | 1 | 40.6 | 31.344 | 0 | 31.344 | LONG | LONG |  | 24.8 |  | 24.8 |  | 24.8 | 34.8 | 24.8 | 34.8 | 24.8 | 34.8 | 24.8 | 24.8 | 24.8 | 24.8 | 4.85 | 19.95 | 19.95 | 19.95 | 37.7 | 24.8 | 37.7 | 24.8 | 37.7 | 24.8 | 24.8 | 24.8 | 24.8 | 5.31 | 19.49 | 19.49 | 19.49 | 24.8 | 24.8 | 24.8 | 5.03 | 19.77 | 19.77 | 19.77
2020-01-17 22:00 | 96.413 | 68.752 | -20.724 | 48.385 | 24.7 | 24.6 | 24.7 | 24.6 | 24.7 | 24.6 | 0 | 34.165 | 346 | 287.25 | 34.7 | 94 | 1 | 40.6 | 62.248 | 0 | 62.248 | LONG | LONG |  | 24.6 |  | 24.6 |  | 24.6 | 34.7 | 24.6 | 34.7 | 24.6 | 34.7 | 24.6 | 24.6 | 24.6 | 24.6 | 4.85 | 19.75 | 19.75 | 19.75 | 37.65 | 24.6 | 37.65 | 24.6 | 37.65 | 24.6 | 24.6 | 24.6 | 24.6 | 5.31 | 19.29 | 19.29 | 19.29 | 24.6 | 24.6 | 24.6 | 5.03 | 19.57 | 19.57 | 19.57
2020-01-17 23:00 | -34.336 | -14.936 | -14.939 | -4.461 | 49.7 | 24.48 | 49.7 | 24.48 | 49.7 | 24.48 | 59.734 | 0 | 343 | 293 | 34.48 | 94 | 1 | 40.6 | 25.398 | 0 | 25.398 | SHORT | SHORT | 49.7 |  | 49.7 |  | 49.7 |  | 49.7 | 40.6 | 49.7 | 40.6 | 49.7 | 40.6 | 49.7 | 49.7 | 49.7 | 4.85 | 54.55 | 54.55 | 54.55 | 49.7 | 37.54 | 49.7 | 37.54 | 49.7 | 37.54 | 49.7 | 49.7 | 49.7 | 5.31 | 55.01 | 55.01 | 55.01 | 49.7 | 49.7 | 49.7 | 5.03 | 54.73 | 54.73 | 54.73
2020-01-18 | -29.478 | -6.695 | -31.911 | 9.128 | 24.06 | 24.06 | 24.06 | 24.06 | 24.06 | 24.06 | 12.5 | 0 | 503 | 223 | 42.6 | 95 | 4.42 | 4.42 | -16.978 | 16.978 | 0 | SHORT | SHORT | 24.06 |  | 24.06 |  | 24.06 |  | 24.06 | 4.42 | 24.06 | 4.42 | 24.06 | 4.42 | 24.06 | 24.06 | 24.06 | 4.85 | 28.91 | 28.91 | 28.91 | 24.06 | 23.51 | 24.06 | 23.51 | 24.06 | 23.51 | 24.06 | 24.06 | 24.06 | 5.31 | 29.37 | 29.37 | 29.37 | 24.06 | 24.06 | 24.06 | 5.03 | 29.09 | 29.09 | 29.09
2020-01-18 01:00 | -25.791 | 14.979 | 15.867 | -56.637 | 22.15 | 22.15 | 22.15 | 22.15 | 22.15 | 22.15 | 15 | 0 | 503 | 223 | 42.6 | 95 | 4.42 | 4.42 | -10.791 | 10.791 | 0 | SHORT | SHORT | 22.15 |  | 22.15 |  | 22.15 |  | 22.15 | 4.42 | 22.15 | 4.42 | 22.15 | 4.42 | 22.15 | 22.15 | 22.15 | 4.85 | 27 | 27 | 27 | 22.15 | 23.51 | 22.15 | 23.51 | 22.15 | 23.51 | 22.15 | 22.15 | 22.15 | 5.31 | 27.46 | 27.46 | 27.46 | 22.15 | 22.15 | 22.15 | 5.03 | 27.18 | 27.18 | 27.18
2020-01-18 02:00 | -60.911 | -5.67 | 11.626 | -66.867 | 54.6 | 23.02 | 54.6 | 23.02 | 54.6 | 23.02 | 50.05 | 0 | 503 | 223 | 42.6 | 95 | 4.42 | 4.42 | -10.861 | 10.861 | 0 | SHORT | SHORT | 54.6 |  | 54.6 |  | 54.6 |  | 54.6 | 4.42 | 54.6 | 4.42 | 54.6 | 4.42 | 54.6 | 54.6 | 54.6 | 4.85 | 59.45 | 59.45 | 59.45 | 54.6 | 23.51 | 54.6 | 23.51 | 54.6 | 23.51 | 54.6 | 54.6 | 54.6 | 5.31 | 59.91 | 59.91 | 59.91 | 54.6 | 54.6 | 54.6 | 5.03 | 59.63 | 59.63 | 59.63
2020-01-18 03:00 | -41.027 | 19.258 | 20.348 | -80.633 | 48.7 | 22.24 | 48.7 | 22.24 | 48.7 | 22.24 | 61.45 | 0 | 503 | 223 | 42.6 | 95 | 4.42 | 4.42 | 20.423 | 0 | 20.423 | SHORT | SHORT | 48.7 |  | 48.7 |  | 48.7 |  | 48.7 | 4.42 | 48.7 | 4.42 | 48.7 | 4.42 | 48.7 | 48.7 | 48.7 | 4.85 | 53.55 | 53.55 | 53.55 | 48.7 | 23.51 | 48.7 | 23.51 | 48.7 | 23.51 | 48.7 | 48.7 | 48.7 | 5.31 | 54.01 | 54.01 | 54.01 | 48.7 | 48.7 | 48.7 | 5.03 | 53.73 | 53.73 | 53.73
2020-01-18 04:00 | -53.426 | 24.474 | 26.246 | -104.146 | 48.7 | 22.61 | 48.7 | 22.61 | 48.7 | 22.61 | 54.2 | 0 | 503 | 223 | 42.6 | 95 | 4.42 | 4.42 | 0.774 | 0 | 0.774 | SHORT | SHORT | 48.7 |  | 48.7 |  | 48.7 |  | 48.7 | 4.42 | 48.7 | 4.42 | 48.7 | 4.42 | 48.7 | 48.7 | 48.7 | 4.85 | 53.55 | 53.55 | 53.55 | 48.7 | 23.51 | 48.7 | 23.51 | 48.7 | 23.51 | 48.7 | 48.7 | 48.7 | 5.31 | 54.01 | 54.01 | 54.01 | 48.7 | 48.7 | 48.7 | 5.03 | 53.73 | 53.73 | 53.73
2020-01-18 05:00 | -60.102 | 19.446 | 31.955 | -111.503 | 42.6 | 22.57 | 42.6 | 22.57 | 42.6 | 22.57 | 51 | 0 | 503 | 224 | 42.6 | 95 | 4.42 | 40.6 | -9.102 | 9.102 | 0 | SHORT | SHORT | 42.6 |  | 42.6 |  | 42.6 |  | 42.6 | 40.6 | 42.6 | 40.6 | 42.6 | 40.6 | 42.6 | 42.6 | 42.6 | 4.85 | 47.45 | 47.45 | 47.45 | 42.6 | 41.6 | 42.6 | 41.6 | 42.6 | 41.6 | 42.6 | 42.6 | 42.6 | 5.31 | 47.91 | 47.91 | 47.91 | 42.6 | 42.6 | 42.6 | 5.03 | 47.63 | 47.63 | 47.63
2020-01-18 06:00 | -59.309 | 25.102 | 36.106 | -120.517 | 48.7 | 22.51 | 48.7 | 22.51 | 48.7 | 22.51 | 40.616 | 0 | 503 | 313 | 42.6 | 95 | 1 | 4.42 | -18.693 | 18.693 | 0 | SHORT | SHORT | 48.7 |  | 48.7 |  | 48.7 |  | 48.7 | 4.42 | 48.7 | 4.42 | 48.7 | 4.42 | 48.7 | 48.7 | 48.7 | 4.85 | 53.55 | 53.55 | 53.55 | 48.7 | 23.51 | 48.7 | 23.51 | 48.7 | 23.51 | 48.7 | 48.7 | 48.7 | 5.31 | 54.01 | 54.01 | 54.01 | 48.7 | 48.7 | 48.7 | 5.03 | 53.73 | 53.73 | 53.73
2020-01-18 07:00 | -39.741 | 31.796 | 34.884 | -106.421 | 48.7 | 22.31 | 48.7 | 22.31 | 48.7 | 22.31 | 42.9 | 0 | 504 | 382 | 10 | 95 | 1 | 40.6 | 3.159 | 0 | 3.159 | SHORT | SHORT | 48.7 |  | 48.7 |  | 48.7 |  | 48.7 | 40.6 | 48.7 | 40.6 | 48.7 | 40.6 | 48.7 | 48.7 | 48.7 | 4.85 | 53.55 | 53.55 | 53.55 | 48.7 | 25.3 | 48.7 | 25.3 | 48.7 | 25.3 | 48.7 | 48.7 | 48.7 | 5.31 | 54.01 | 54.01 | 54.01 | 48.7 | 48.7 | 48.7 | 5.03 | 53.73 | 53.73 | 53.73
2020-01-18 08:00 | -7.421 | 44.03 | 26.457 | -77.908 | 42.6 | 22.74 | 42.6 | 22.74 | 42.6 | 22.74 | 30.2 | 0 | 503 | 381 | 42.6 | 95 | 1 | 4.42 | 22.779 | 0 | 22.779 | SHORT | SHORT | 42.6 |  | 42.6 |  | 42.6 |  | 42.6 | 4.42 | 42.6 | 4.42 | 42.6 | 4.42 | 42.6 | 42.6 | 42.6 | 4.85 | 47.45 | 47.45 | 47.45 | 42.6 | 23.51 | 42.6 | 23.51 | 42.6 | 23.51 | 42.6 | 42.6 | 42.6 | 5.31 | 47.91 | 47.91 | 47.91 | 42.6 | 42.6 | 42.6 | 5.03 | 47.63 | 47.63 | 47.63
2020-01-18 09:00 | 13.425 | 56.35 | 9.116 | -52.041 | 23.18 | 24.6 | 23.18 | 24.6 | 23.18 | 24.6 | 0 | 7.5 | 504 | 396 | 10 | 95 | 1 | 40.6 | 5.925 | 0 | 5.925 | LONG | LONG |  | 24.6 |  | 24.6 |  | 24.6 | 10 | 24.6 | 10 | 24.6 | 10 | 24.6 | 24.6 | 24.6 | 24.6 | 4.85 | 19.75 | 19.75 | 19.75 | 25.3 | 24.6 | 25.3 | 24.6 | 25.3 | 24.6 | 24.6 | 24.6 | 24.6 | 5.31 | 19.29 | 19.29 | 19.29 | 24.6 | 24.6 | 24.6 | 5.03 | 19.57 | 19.57 | 19.57
2020-01-18 10:00 | -34.17 | 44.683 | 11.231 | -90.084 | 49.7 | 23.58 | 49.7 | 23.58 | 49.7 | 23.58 | 45.367 | 0 | 504 | 382 | 10 | 95 | 1 | 27.6 | 11.197 | 0 | 11.197 | SHORT | SHORT | 49.7 |  | 49.7 |  | 49.7 |  | 49.7 | 27.6 | 49.7 | 27.6 | 49.7 | 27.6 | 49.7 | 49.7 | 49.7 | 4.85 | 54.55 | 54.55 | 54.55 | 49.7 | 18.8 | 49.7 | 18.8 | 49.7 | 18.8 | 49.7 | 49.7 | 49.7 | 5.31 | 55.01 | 55.01 | 55.01 | 49.7 | 49.7 | 49.7 | 5.03 | 54.73 | 54.73 | 54.73
2020-01-18 11:00 | -77.064 | 6.02 | 6.822 | -89.906 | 49.7 | 23.85 | 49.7 | 23.85 | 49.7 | 23.85 | 73.5 | 0 | 693 | 382 | 42.6 | 95 | 1 | 40.6 | -3.564 | 3.564 | 0 | SHORT | SHORT | 49.7 |  | 49.7 |  | 49.7 |  | 49.7 | 40.6 | 49.7 | 40.6 | 49.7 | 40.6 | 49.7 | 49.7 | 49.7 | 4.85 | 54.55 | 54.55 | 54.55 | 49.7 | 41.6 | 49.7 | 41.6 | 49.7 | 41.6 | 49.7 | 49.7 | 49.7 | 5.31 | 55.01 | 55.01 | 55.01 | 49.7 | 49.7 | 49.7 | 5.03 | 54.73 | 54.73 | 54.73
2020-01-18 12:00 | -92.401 | -3.272 | 12.403 | -101.532 | 49.7 | 23.76 | 49.7 | 23.76 | 49.7 | 23.76 | 118.833 | 0 | 504 | 382 | 10 | 95 | 1 | 40.6 | 26.432 | 0 | 26.432 | SHORT | SHORT | 49.7 |  | 49.7 |  | 49.7 |  | 49.7 | 40.6 | 49.7 | 40.6 | 49.7 | 40.6 | 49.7 | 49.7 | 49.7 | 4.85 | 54.55 | 54.55 | 54.55 | 49.7 | 25.3 | 49.7 | 25.3 | 49.7 | 25.3 | 49.7 | 49.7 | 49.7 | 5.31 | 55.01 | 55.01 | 55.01 | 49.7 | 49.7 | 49.7 | 5.03 | 54.73 | 54.73 | 54.73
2020-01-18 13:00 | -66.064 | 8.959 | 1.931 | -76.954 | 49.7 | 23.62 | 49.7 | 23.62 | 49.7 | 23.62 | 89.333 | 0 | 503 | 382 | 42.6 | 95 | 1 | 40.6 | 23.269 | 0 | 23.269 | SHORT | SHORT | 49.7 |  | 49.7 |  | 49.7 |  | 49.7 | 40.6 | 49.7 | 40.6 | 49.7 | 40.6 | 49.7 | 49.7 | 49.7 | 4.85 | 54.55 | 54.55 | 54.55 | 49.7 | 41.6 | 49.7 | 41.6 | 49.7 | 41.6 | 49.7 | 49.7 | 49.7 | 5.31 | 55.01 | 55.01 | 55.01 | 49.7 | 49.7 | 49.7 | 5.03 | 54.73 | 54.73 | 54.73
2020-01-18 14:00 | 10.132 | 46.659 | 3.426 | -39.953 | 49.7 | 23.47 | 49.7 | 23.47 | 49.7 | 23.47 | 56.667 | 0 | 504 | 382 | 10 | 95 | 1 | 40.6 | 66.799 | 0 | 66.799 | SHORT | LONG | 49.7 |  | 49.7 |  | 49.7 |  | 49.7 | 40.6 | 49.7 | 40.6 | 49.7 | 40.6 | 49.7 | 49.7 | 49.7 | 4.85 | 54.55 | 54.55 | 54.55 | 49.7 | 25.3 | 49.7 | 25.3 | 49.7 | 25.3 | 49.7 | 49.7 | 49.7 | 5.31 | 55.01 | 55.01 | 55.01 | 23.47 | 23.47 | 23.47 | 5.03 | 18.44 | 18.44 | 18.44
2020-01-18 15:00 | 41.301 | 68.047 | 15.084 | -41.83 | 23.52 | 23.52 | 23.52 | 23.52 | 23.52 | 23.52 | 0 | 0 | 503 | 381 | 42.6 | 95 | 1 | 4.42 | 41.301 | 0 | 41.301 | LONG | LONG | [6 empty] | 42.6 | 4.42 | 42.6 | 4.42 | 42.6 | 4.42 | 4.42 | 4.42 | 4.42 | 4.85 | -0.43 | -0.43 | -0.43 | 23.51 | 23.51 | 23.51 | 23.51 | 23.51 | 23.51 | 23.51 | 23.51 | 23.51 | 5.31 | 18.2 | 18.2 | 18.2 | 23.52 | 23.52 | 23.52 | 5.03 | 18.49 | 18.49 | 18.49
2020-01-18 16:00 | 83.965 | 98.998 | 19.3 | -34.333 | 23.84 | 4.42 | 23.84 | 4.42 | 23.84 | 4.42 | 0 | 74.333 | 504 | 381 | 10 | 95 | 1 | 4.42 | 9.632 | 0 | 9.632 | LONG | LONG |  | 4.42 |  | 4.42 |  | 4.42 | 10 | 4.42 | 10 | 4.42 | 10 | 4.42 | 4.42 | 4.42 | 4.42 | 4.85 | -0.43 | -0.43 | -0.43 | 7.21 | 4.42 | 7.21 | 4.42 | 7.21 | 4.42 | 4.42 | 4.42 | 4.42 | 5.31 | -0.89 | -0.89 | -0.89 | 4.42 | 4.42 | 4.42 | 5.03 | -0.61 | -0.61 | -0.61
2020-01-18 17:00 | 80.643 | 80.376 | 21.842 | -21.575 | 24.07 | 4.42 | 24.07 | 4.42 | 24.07 | 4.42 | 0 | 56.583 | 504 | 382 | 10 | 95 | 1 | 40.6 | 24.06 | 0 | 24.06 | LONG | LONG |  | 4.42 |  | 4.42 |  | 4.42 | 10 | 4.42 | 10 | 4.42 | 10 | 4.42 | 4.42 | 4.42 | 4.42 | 4.85 | -0.43 | -0.43 | -0.43 | 25.3 | 4.42 | 25.3 | 4.42 | 25.3 | 4.42 | 4.42 | 4.42 | 4.42 | 5.31 | -0.89 | -0.89 | -0.89 | 4.42 | 4.42 | 4.42 | 5.03 | -0.61 | -0.61 | -0.61
2020-01-18 18:00 | 85.775 | 52.14 | 14.026 | 19.609 | 24.34 | 4.42 | 24.34 | 4.42 | 24.34 | 4.42 | 0 | 67.9 | 454 | 382 | 10 | 95 | 1 | 40.6 | 17.875 | 0 | 17.875 | LONG | LONG |  | 4.42 |  | 4.42 |  | 4.42 | 10 | 4.42 | 10 | 4.42 | 10 | 4.42 | 4.42 | 4.42 | 4.42 | 4.85 | -0.43 | -0.43 | -0.43 | 25.3 | 4.42 | 25.3 | 4.42 | 25.3 | 4.42 | 4.42 | 4.42 | 4.42 | 5.31 | -0.89 | -0.89 | -0.89 | 4.42 | 4.42 | 4.42 | 5.03 | -0.61 | -0.61 | -0.61
2020-01-18 19:00 | 109.873 | 52.463 | 26.387 | 31.023 | 24.13 | 4.42 | 24.13 | 4.42 | 24.13 | 4.42 | 0 | 86.867 | 454 | 389 | 10 | 95 | 1 | 40.6 | 23.006 | 0 | 23.006 | LONG | LONG |  | 4.42 |  | 4.42 |  | 4.42 | 10 | 4.42 | 10 | 4.42 | 10 | 4.42 | 4.42 | 4.42 | 4.42 | 4.85 | -0.43 | -0.43 | -0.43 | 25.3 | 4.42 | 25.3 | 4.42 | 25.3 | 4.42 | 4.42 | 4.42 | 4.42 | 5.31 | -0.89 | -0.89 | -0.89 | 4.42 | 4.42 | 4.42 | 5.03 | -0.61 | -0.61 | -0.61
2020-01-18 20:00 | 79.85 | 35.134 | 20.851 | 23.865 | 23.82 | 1 | 23.82 | 1 | 23.82 | 1 | 0 | 69.667 | 454 | 382 | 10 | 95 | 1 | 40.6 | 10.183 | 0 | 10.183 | LONG | LONG |  | 1 |  | 1 |  | 1 | 10 | 1 | 10 | 1 | 10 | 1 | 1 | 1 | 1 | 4.85 | -3.85 | -3.85 | -3.85 | 25.3 | 1 | 25.3 | 1 | 25.3 | 1 | 1 | 1 | 1 | 5.31 | -4.31 | -4.31 | -4.31 | 1 | 1 | 1 | 5.03 | -4.03 | -4.03 | -4.03
2020-01-18 21:00 | 75.325 | 28.973 | 22.647 | 23.705 | 23.39 | 4.42 | 23.39 | 4.42 | 23.39 | 4.42 | 0 | 64.75 | 454 | 390 | 10 | 95 | 1 | 40.6 | 10.575 | 0 | 10.575 | LONG | LONG |  | 4.42 |  | 4.42 |  | 4.42 | 10 | 4.42 | 10 | 4.42 | 10 | 4.42 | 4.42 | 4.42 | 4.42 | 4.85 | -0.43 | -0.43 | -0.43 | 25.3 | 4.42 | 25.3 | 4.42 | 25.3 | 4.42 | 4.42 | 4.42 | 4.42 | 5.31 | -0.89 | -0.89 | -0.89 | 4.42 | 4.42 | 4.42 | 5.03 | -0.61 | -0.61 | -0.61
2020-01-18 22:00 | 55.724 | 26.09 | 23.623 | 6.011 | 23.14 | 4.42 | 23.14 | 4.42 | 23.14 | 4.42 | 0 | 46.167 | 454 | 390 | 10 | 95 | 1 | 40.6 | 9.557 | 0 | 9.557 | LONG | LONG |  | 4.42 |  | 4.42 |  | 4.42 | 10 | 4.42 | 10 | 4.42 | 10 | 4.42 | 4.42 | 4.42 | 4.42 | 4.85 | -0.43 | -0.43 | -0.43 | 25.3 | 4.42 | 25.3 | 4.42 | 25.3 | 4.42 | 4.42 | 4.42 | 4.42 | 5.31 | -0.89 | -0.89 | -0.89 | 4.42 | 4.42 | 4.42 | 5.03 | -0.61 | -0.61 | -0.61
2020-01-18 23:00 | -35.503 | -6.979 | 19.674 | -48.198 | 49.7 | 4.42 | 49.7 | 4.42 | 49.7 | 4.42 | 90.166 | 19.917 | 505 | 389 | 10 | 95 | 1 | 40.6 | 34.746 | 0 | 34.746 | SHORT | SHORT | 49.7 |  | 49.7 |  | 49.7 |  | 49.7 | 40.6 | 49.7 | 40.6 | 49.7 | 40.6 | 49.7 | 49.7 | 49.7 | 4.85 | 54.55 | 54.55 | 54.55 | 49.7 | 25.3 | 49.7 | 25.3 | 49.7 | 25.3 | 49.7 | 49.7 | 49.7 | 5.31 | 55.01 | 55.01 | 55.01 | 49.7 | 49.7 | 49.7 | 5.03 | 54.73 | 54.73 | 54.73
2020-01-19 | -6.2 | 7.957 | 10.474 | -24.631 | 48.3 | 1 | 48.3 | 1 | 48.3 | 1 | 14.25 | 36 | 313 | 90 | 43.3 | 95 | 1 | 1 | -27.95 | 27.95 | 0 | SHORT | SHORT | 48.3 |  | 48.3 |  | 48.3 |  | 48.3 | 1 | 48.3 | 1 | 48.3 | 1 | 48.3 | 48.3 | 48.3 | 4.85 | 53.15 | 53.15 | 53.15 | 48.3 | 22.15 | 48.3 | 22.15 | 48.3 | 22.15 | 48.3 | 48.3 | 48.3 | 5.31 | 53.61 | 53.61 | 53.61 | 48.3 | 48.3 | 48.3 | 5.03 | 53.33 | 53.33 | 53.33
2020-01-19 01:00 | -36.336 | 14.406 | 2.048 | -52.79 | 48.3 | 22.29 | 48.3 | 22.29 | 48.3 | 22.29 | 32.75 | 0 | 313 | 447 | 43.3 | 95 | 2.65 | 41.3 | -3.586 | 3.586 | 0 | SHORT | SHORT | 48.3 |  | 48.3 |  | 48.3 |  | 48.3 | 41.3 | 48.3 | 41.3 | 48.3 | 41.3 | 48.3 | 48.3 | 48.3 | 4.85 | 53.15 | 53.15 | 53.15 | 48.3 | 42.3 | 48.3 | 42.3 | 48.3 | 42.3 | 48.3 | 48.3 | 48.3 | 5.31 | 53.61 | 53.61 | 53.61 | 48.3 | 48.3 | 48.3 | 5.03 | 53.33 | 53.33 | 53.33
2020-01-19 02:00 | -17.369 | 17.531 | 4.677 | -39.577 | 48.1 | 21.91 | 48.1 | 21.91 | 48.1 | 21.91 | 26 | 0 | 313 | 447 | 43.3 | 95 | 2.65 | 41.3 | 8.631 | 0 | 8.631 | SHORT | SHORT | 48.1 |  | 48.1 |  | 48.1 |  | 48.1 | 41.3 | 48.1 | 41.3 | 48.1 | 41.3 | 48.1 | 48.1 | 48.1 | 4.85 | 52.95 | 52.95 | 52.95 | 48.1 | 42.3 | 48.1 | 42.3 | 48.1 | 42.3 | 48.1 | 48.1 | 48.1 | 5.31 | 53.41 | 53.41 | 53.41 | 48.1 | 48.1 | 48.1 | 5.03 | 53.13 | 53.13 | 53.13
2020-01-19 03:00 | 26.177 | 38.362 | 4.036 | -16.221 | 21.69 | 21.69 | 21.69 | 21.69 | 21.69 | 21.69 | 0 | 20.567 | 313 | 447 | 43.3 | 95 | 2.65 | 41.3 | 5.61 | 0 | 5.61 | LONG | LONG |  | 21.69 |  | 21.69 |  | 21.69 | 43.3 | 21.69 | 43.3 | 21.69 | 43.3 | 21.69 | 21.69 | 21.69 | 21.69 | 4.85 | 16.84 | 16.84 | 16.84 | 42.3 | 21.69 | 42.3 | 21.69 | 42.3 | 21.69 | 21.69 | 21.69 | 21.69 | 5.31 | 16.38 | 16.38 | 16.38 | 21.69 | 21.69 | 21.69 | 5.03 | 16.66 | 16.66 | 16.66
2020-01-19 04:00 | 73.699 | 66.697 | 8.222 | -1.22 | 21.53 | 21.53 | 21.53 | 21.53 | 21.53 | 21.53 | 0 | 58.75 | 313 | 451 | 43.3 | 95 | 2.65 | 41.3 | 14.949 | 0 | 14.949 | LONG | LONG |  | 21.53 |  | 21.53 |  | 21.53 | 43.3 | 21.53 | 43.3 | 21.53 | 43.3 | 21.53 | 21.53 | 21.53 | 21.53 | 4.85 | 16.68 | 16.68 | 16.68 | 42.3 | 21.53 | 42.3 | 21.53 | 42.3 | 21.53 | 21.53 | 21.53 | 21.53 | 5.31 | 16.22 | 16.22 | 16.22 | 21.53 | 21.53 | 21.53 | 5.03 | 16.5 | 16.5 | 16.5
2020-01-19 05:00 | 77.842 | 57.578 | 10.884 | 9.38 | 21.61 | 21.61 | 21.61 | 21.61 | 21.61 | 21.61 | 0 | 67.7 | 313 | 447 | 43.3 | 95 | 2.65 | 41.3 | 10.142 | 0 | 10.142 | LONG | LONG |  | 21.61 |  | 21.61 |  | 21.61 | 43.3 | 21.61 | 43.3 | 21.61 | 43.3 | 21.61 | 21.61 | 21.61 | 21.61 | 4.85 | 16.76 | 16.76 | 16.76 | 42.3 | 21.61 | 42.3 | 21.61 | 42.3 | 21.61 | 21.61 | 21.61 | 21.61 | 5.31 | 16.3 | 16.3 | 16.3 | 21.61 | 21.61 | 21.61 | 5.03 | 16.58 | 16.58 | 16.58
2020-01-19 06:00 | -0.729 | 19.531 | 5.898 | -26.158 | 48.3 | 20.3 | 48.3 | 20.3 | 48.3 | 20.3 | 19.167 | 21.833 | 313 | 588 | 43.3 | 95 | 1 | 41.3 | -3.395 | 3.395 | 0 | SHORT | SHORT | 48.3 |  | 48.3 |  | 48.3 |  | 48.3 | 41.3 | 48.3 | 41.3 | 48.3 | 41.3 | 48.3 | 48.3 | 48.3 | 4.85 | 53.15 | 53.15 | 53.15 | 48.3 | 42.3 | 48.3 | 42.3 | 48.3 | 42.3 | 48.3 | 48.3 | 48.3 | 5.31 | 53.61 | 53.61 | 53.61 | 48.3 | 48.3 | 48.3 | 5.03 | 53.33 | 53.33 | 53.33
2020-01-19 07:00 | 33.284 | 30.888 | 6.608 | -4.212 | 22.15 | 22.15 | 22.15 | 22.15 | 22.15 | 22.15 | 0 | 41.333 | 314 | 106 | 32.15 | 95 | 1 | 41.3 | -8.049 | 8.049 | 0 | LONG | LONG |  | 22.15 |  | 22.15 |  | 22.15 | 32.15 | 22.15 | 32.15 | 22.15 | 32.15 | 22.15 | 22.15 | 22.15 | 22.15 | 4.85 | 17.3 | 17.3 | 17.3 | 36.73 | 22.15 | 36.73 | 22.15 | 36.73 | 22.15 | 22.15 | 22.15 | 22.15 | 5.31 | 16.84 | 16.84 | 16.84 | 22.15 | 22.15 | 22.15 | 5.03 | 17.12 | 17.12 | 17.12
2020-01-19 08:00 | 60.665 | 31.275 | 30.375 | -0.985 | 28.7 | 22.1 | 28.7 | 22.1 | 28.7 | 22.1 | 0 | 41.665 | 504 | 432 | 38.7 | 95 | 1 | 41.3 | 19 | 0 | 19 | LONG | LONG |  | 22.1 |  | 22.1 |  | 22.1 | 38.7 | 22.1 | 38.7 | 22.1 | 38.7 | 22.1 | 22.1 | 22.1 | 22.1 | 4.85 | 17.25 | 17.25 | 17.25 | 40 | 22.1 | 40 | 22.1 | 40 | 22.1 | 22.1 | 22.1 | 22.1 | 5.31 | 16.79 | 16.79 | 16.79 | 22.1 | 22.1 | 22.1 | 5.03 | 17.07 | 17.07 | 17.07
2020-01-19 09:00 | 76.665 | 43.506 | 16.532 | 16.627 | 30.72 | 22.38 | 30.72 | 22.38 | 30.72 | 22.38 | 0 | 64.333 | 463 | 451 | 40.72 | 95 | 1 | 38.3 | 12.332 | 0 | 12.332 | LONG | LONG |  | 22.38 |  | 22.38 |  | 22.38 | 40.72 | 22.38 | 40.72 | 22.38 | 40.72 | 22.38 | 22.38 | 22.38 | 22.38 | 4.85 | 17.53 | 17.53 | 17.53 | 39.51 | 22.38 | 39.51 | 22.38 | 39.51 | 22.38 | 22.38 | 22.38 | 22.38 | 5.31 | 17.07 | 17.07 | 17.07 | 22.38 | 22.38 | 22.38 | 5.03 | 17.35 | 17.35 | 17.35
2020-01-19 10:00 | 58.028 | 48.459 | -0.945 | 10.514 | 34.36 | 22.65 | 34.36 | 22.65 | 34.36 | 22.65 | 0 | 49.083 | 498 | 466 | 43.3 | 95 | 1 | 37.3 | 8.945 | 0 | 8.945 | LONG | LONG |  | 22.65 |  | 22.65 |  | 22.65 | 43.3 | 22.65 | 43.3 | 22.65 | 43.3 | 22.65 | 22.65 | 22.65 | 22.65 | 4.85 | 17.8 | 17.8 | 17.8 | 40.3 | 22.65 | 40.3 | 22.65 | 40.3 | 22.65 | 22.65 | 22.65 | 22.65 | 5.31 | 17.34 | 17.34 | 17.34 | 22.65 | 22.65 | 22.65 | 5.03 | 17.62 | 17.62 | 17.62
2020-01-19 11:00 | 12.988 | 7.69 | 9.024 | -3.726 | 34.36 | 34.36 | 34.36 | 34.36 | 34.36 | 34.36 | 0 | 0 | 441 | 443 | 44.36 | 95 | 1 | 38.3 | 12.988 | 0 | 12.988 | LONG | LONG | [6 empty] | 44.36 | 38.3 | 44.36 | 38.3 | 44.36 | 38.3 | 38.3 | 38.3 | 38.3 | 4.85 | 33.45 | 33.45 | 33.45 | 41.33 | 41.33 | 41.33 | 41.33 | 41.33 | 41.33 | 41.33 | 41.33 | 41.33 | 5.31 | 36.02 | 36.02 | 36.02 | 34.36 | 34.36 | 34.36 | 5.03 | 29.33 | 29.33 | 29.33
2020-01-19 12:00 | 35.192 | 7.546 | 17.698 | 9.948 | 33.64 | 35.3 | 33.64 | 35.3 | 33.64 | 35.3 | 0 | 8.25 | 424 | 446 | 43.3 | 95 | 1 | 41.3 | 26.942 | 0 | 26.942 | LONG | LONG |  | 35.3 |  | 35.3 |  | 35.3 | 43.3 | 35.3 | 43.3 | 35.3 | 43.3 | 35.3 | 35.3 | 35.3 | 35.3 | 4.85 | 30.45 | 30.45 | 30.45 | 42.3 | 35.3 | 42.3 | 35.3 | 42.3 | 35.3 | 35.3 | 35.3 | 35.3 | 5.31 | 29.99 | 29.99 | 29.99 | 35.3 | 35.3 | 35.3 | 5.03 | 30.27 | 30.27 | 30.27
2020-01-19 13:00 | 49.979 | 1.89 | 19.375 | 28.714 | 32.56 | 26.3 | 32.56 | 26.3 | 32.56 | 26.3 | 0 | 27.667 | 401 | 456 | 37.3 | 95 | 1 | 35.3 | 22.312 | 0 | 22.312 | LONG | LONG |  | 26.3 |  | 26.3 |  | 26.3 | 37.3 | 26.3 | 37.3 | 26.3 | 37.3 | 26.3 | 26.3 | 26.3 | 26.3 | 4.85 | 21.45 | 21.45 | 21.45 | 36.3 | 26.3 | 36.3 | 26.3 | 36.3 | 26.3 | 26.3 | 26.3 | 26.3 | 5.31 | 20.99 | 20.99 | 20.99 | 26.3 | 26.3 | 26.3 | 5.03 | 21.27 | 21.27 | 21.27
2020-01-19 14:00 | 78.171 | 57.974 | 26.87 | -6.673 | 29.9 | 16.3 | 29.9 | 16.3 | 29.9 | 16.3 | 0 | 68.5 | 404 | 441 | 37.3 | 95 | 1 | 35.3 | 9.671 | 0 | 9.671 | LONG | LONG |  | 16.3 |  | 16.3 |  | 16.3 | 37.3 | 16.3 | 37.3 | 16.3 | 37.3 | 16.3 | 16.3 | 16.3 | 16.3 | 4.85 | 11.45 | 11.45 | 11.45 | 36.3 | 16.3 | 36.3 | 16.3 | 36.3 | 16.3 | 16.3 | 16.3 | 16.3 | 5.31 | 10.99 | 10.99 | 10.99 | 16.3 | 16.3 | 16.3 | 5.03 | 11.27 | 11.27 | 11.27
2020-01-19 15:00 | 102.438 | 70.977 | 31.893 | -0.432 | 29.92 | 22.91 | 29.92 | 22.91 | 29.92 | 22.91 | 0 | 76.334 | 404 | 432 | 37.3 | 95 | 1 | 35.3 | 26.104 | 0 | 26.104 | LONG | LONG |  | 22.91 |  | 22.91 |  | 22.91 | 37.3 | 22.91 | 37.3 | 22.91 | 37.3 | 22.91 | 22.91 | 22.91 | 22.91 | 4.85 | 18.06 | 18.06 | 18.06 | 36.3 | 22.91 | 36.3 | 22.91 | 36.3 | 22.91 | 22.91 | 22.91 | 22.91 | 5.31 | 17.6 | 17.6 | 17.6 | 22.91 | 22.91 | 22.91 | 5.03 | 17.88 | 17.88 | 17.88
2020-01-19 16:00 | 97.713 | 48.049 | 36.619 | 13.045 | 30.86 | 23.29 | 30.86 | 23.29 | 30.86 | 23.29 | 0 | 117.8 | 385 | 432 | 37.3 | 95 | 1 | 35.3 | -20.087 | 20.087 | 0 | LONG | LONG |  | 23.29 |  | 23.29 |  | 23.29 | 37.3 | 23.29 | 37.3 | 23.29 | 37.3 | 23.29 | 23.29 | 23.29 | 23.29 | 4.85 | 18.44 | 18.44 | 18.44 | 36.3 | 23.29 | 36.3 | 23.29 | 36.3 | 23.29 | 23.29 | 23.29 | 23.29 | 5.31 | 17.98 | 17.98 | 17.98 | 23.29 | 23.29 | 23.29 | 5.03 | 18.26 | 18.26 | 18.26
2020-01-19 17:00 | -3.562 | -23.882 | 3.448 | 16.872 | 43.07 | 33.07 | 43.07 | 33.07 | 43.07 | 33.07 | 0.983 | 0 | 385 | 456 | 37.3 | 95 | 1 | 35.3 | -2.579 | 2.579 | 0 | SHORT | SHORT | 43.07 |  | 43.07 |  | 43.07 |  | 43.07 | 35.3 | 43.07 | 35.3 | 43.07 | 35.3 | 43.07 | 43.07 | 43.07 | 4.85 | 47.92 | 47.92 | 47.92 | 43.07 | 36.3 | 43.07 | 36.3 | 43.07 | 36.3 | 43.07 | 43.07 | 43.07 | 5.31 | 48.38 | 48.38 | 48.38 | 43.07 | 43.07 | 43.07 | 5.03 | 48.1 | 48.1 | 48.1
2020-01-19 18:00 | -2.221 | -26.112 | -9.767 | 33.658 | 54.9 | 42.98 | 54.9 | 42.98 | 54.9 | 42.98 | 3.3 | 0 | 391 | 499 | 37.3 | 95 | -30 | 35.3 | 1.079 | 0 | 1.079 | SHORT | SHORT | 54.9 |  | 54.9 |  | 54.9 |  | 54.9 | 35.3 | 54.9 | 35.3 | 54.9 | 35.3 | 54.9 | 54.9 | 54.9 | 4.85 | 59.75 | 59.75 | 59.75 | 54.9 | 36.3 | 54.9 | 36.3 | 54.9 | 36.3 | 54.9 | 54.9 | 54.9 | 5.31 | 60.21 | 60.21 | 60.21 | 54.9 | 54.9 | 54.9 | 5.03 | 59.93 | 59.93 | 59.93
2020-01-19 19:00 | 5.861 | 6.393 | -19.627 | 19.095 | 56.5 | 44.24 | 56.5 | 44.24 | 56.5 | 44.24 | 8 | 0 | 341 | 499 | 37.3 | 95 | -30 | 35.3 | 13.861 | 0 | 13.861 | SHORT | LONG | 56.5 |  | 56.5 |  | 56.5 |  | 56.5 | 35.3 | 56.5 | 35.3 | 56.5 | 35.3 | 56.5 | 56.5 | 56.5 | 4.85 | 61.35 | 61.35 | 61.35 | 56.5 | 36.3 | 56.5 | 36.3 | 56.5 | 36.3 | 56.5 | 56.5 | 56.5 | 5.31 | 61.81 | 61.81 | 61.81 | 44.24 | 44.24 | 44.24 | 5.03 | 39.21 | 39.21 | 39.21
2020-01-19 20:00 | 9.108 | 5.752 | -18.109 | 21.465 | 43.89 | 43.89 | 43.89 | 43.89 | 43.89 | 43.89 | 0 | 0 | 390 | 499 | 37.3 | 95 | -30 | 35.3 | 9.108 | 0 | 9.108 | LONG | LONG | [6 empty] | 37.3 | 35.3 | 37.3 | 35.3 | 37.3 | 35.3 | 35.3 | 35.3 | 35.3 | 4.85 | 30.45 | 30.45 | 30.45 | 36.3 | 36.3 | 36.3 | 36.3 | 36.3 | 36.3 | 36.3 | 36.3 | 36.3 | 5.31 | 30.99 | 30.99 | 30.99 | 43.89 | 43.89 | 43.89 | 5.03 | 38.86 | 38.86 | 38.86
2020-01-19 21:00 | 16.337 | -15.256 | -21.235 | 52.828 | 41.14 | 41.14 | 41.14 | 41.14 | 41.14 | 41.14 | 0 | 0 | 436 | 432 | 37.3 | 95 | 1 | 35.3 | 16.337 | 0 | 16.337 | LONG | LONG | [6 empty] | 37.3 | 35.3 | 37.3 | 35.3 | 37.3 | 35.3 | 35.3 | 35.3 | 35.3 | 4.85 | 30.45 | 30.45 | 30.45 | 36.3 | 36.3 | 36.3 | 36.3 | 36.3 | 36.3 | 36.3 | 36.3 | 36.3 | 5.31 | 30.99 | 30.99 | 30.99 | 41.14 | 41.14 | 41.14 | 5.03 | 36.11 | 36.11 | 36.11
2020-01-19 22:00 | 23.579 | 13.493 | -4.08 | 14.166 | 36.72 | 36.72 | 36.72 | 36.72 | 36.72 | 36.72 | 0 | 0 | 456 | 432 | 37.3 | 95 | 1 | 35.3 | 23.579 | 0 | 23.579 | LONG | LONG | [6 empty] | 37.3 | 35.3 | 37.3 | 35.3 | 37.3 | 35.3 | 35.3 | 35.3 | 35.3 | 4.85 | 30.45 | 30.45 | 30.45 | 36.3 | 36.3 | 36.3 | 36.3 | 36.3 | 36.3 | 36.3 | 36.3 | 36.3 | 5.31 | 30.99 | 30.99 | 30.99 | 36.72 | 36.72 | 36.72 | 5.03 | 31.69 | 31.69 | 31.69
2020-01-19 23:00 | 20.638 | -6.883 | -35.991 | 63.512 | 28.68 | 23.46 | 28.68 | 23.46 | 28.68 | 23.46 | 0 | 45.25 | 463 | 432 | 37.3 | 95 | 1 | 35.3 | -24.612 | 24.612 | 0 | LONG | LONG |  | 23.46 |  | 23.46 |  | 23.46 | 37.3 | 23.46 | 37.3 | 23.46 | 37.3 | 23.46 | 23.46 | 23.46 | 23.46 | 4.85 | 18.61 | 18.61 | 18.61 | 36.3 | 23.46 | 36.3 | 23.46 | 36.3 | 23.46 | 23.46 | 23.46 | 23.46 | 5.31 | 18.15 | 18.15 | 18.15 | 23.46 | 23.46 | 23.46 | 5.03 | 18.43 | 18.43 | 18.43
2020-01-20 | 67.247 | 7.166 | 6.659 | 53.422 | 28.62 | 24.3 | 28.62 | 24.3 | 28.62 | 24.3 | 0 | 27 | 274 | 292 | 37.3 | 95 | 1 | 35.3 | 40.247 | 0 | 40.247 | LONG | LONG |  | 24.3 |  | 24.3 |  | 24.3 | 37.3 | 24.3 | 37.3 | 24.3 | 37.3 | 24.3 | 24.3 | 24.3 | 24.3 | 4.85 | 19.45 | 19.45 | 19.45 | 36.3 | 24.3 | 36.3 | 24.3 | 36.3 | 24.3 | 24.3 | 24.3 | 24.3 | 5.31 | 18.99 | 18.99 | 18.99 | 24.3 | 24.3 | 24.3 | 5.03 | 19.27 | 19.27 | 19.27
2020-01-20 01:00 | 57.571 | 37.25 | -5.574 | 25.895 | 22.84 | 22.66 | 22.84 | 22.66 | 22.84 | 22.66 | 0 | 42.284 | 533 | 223 | 43.1 | 95 | 6.2 | 41.1 | 15.287 | 0 | 15.287 | LONG | LONG |  | 22.66 |  | 22.66 |  | 22.66 | 43.1 | 22.66 | 43.1 | 22.66 | 43.1 | 22.66 | 22.66 | 22.66 | 22.66 | 4.85 | 17.81 | 17.81 | 17.81 | 42.1 | 22.66 | 42.1 | 22.66 | 42.1 | 22.66 | 22.66 | 22.66 | 22.66 | 5.31 | 17.35 | 17.35 | 17.35 | 22.66 | 22.66 | 22.66 | 5.03 | 17.63 | 17.63 | 17.63
2020-01-20 02:00 | 4.928 | -10.539 | -7.401 | 22.868 | 22.53 | 22.53 | 22.53 | 22.53 | 22.53 | 22.53 | 0 | 0 | 532 | 15 | 43.1 | 95 | 41.1 | 41.1 | 4.928 | 0 | 4.928 | LONG | LONG | [6 empty] | 43.1 | 41.1 | 43.1 | 41.1 | 43.1 | 41.1 | 41.1 | 41.1 | 41.1 | 4.85 | 36.25 | 36.25 | 36.25 | 42.1 | 42.1 | 42.1 | 42.1 | 42.1 | 42.1 | 42.1 | 42.1 | 42.1 | 5.31 | 36.79 | 36.79 | 36.79 | 22.53 | 22.53 | 22.53 | 5.03 | 17.5 | 17.5 | 17.5
2020-01-20 03:00 | 25.812 | -3.776 | -3.239 | 32.827 | 22.4 | 22.4 | 22.4 | 22.4 | 22.4 | 22.4 | 0 | 0 | 532 | 2 | 43.1 | 95 | 41.1 | 41.1 | 25.812 | 0 | 25.812 | LONG | LONG | [6 empty] | 43.1 | 41.1 | 43.1 | 41.1 | 43.1 | 41.1 | 41.1 | 41.1 | 41.1 | 4.85 | 36.25 | 36.25 | 36.25 | 42.1 | 42.1 | 42.1 | 42.1 | 42.1 | 42.1 | 42.1 | 42.1 | 42.1 | 5.31 | 36.79 | 36.79 | 36.79 | 22.4 | 22.4 | 22.4 | 5.03 | 17.37 | 17.37 | 17.37
2020-01-20 04:00 | 20.734 | -17.02 | -6.642 | 44.396 | 22.28 | 22.28 | 22.28 | 22.28 | 22.28 | 22.28 | 0 | 0 | 532 | 4 | 43.1 | 95 | 41.1 | 41.1 | 20.734 | 0 | 20.734 | LONG | LONG | [6 empty] | 43.1 | 41.1 | 43.1 | 41.1 | 43.1 | 41.1 | 41.1 | 41.1 | 41.1 | 4.85 | 36.25 | 36.25 | 36.25 | 42.1 | 42.1 | 42.1 | 42.1 | 42.1 | 42.1 | 42.1 | 42.1 | 42.1 | 5.31 | 36.79 | 36.79 | 36.79 | 22.28 | 22.28 | 22.28 | 5.03 | 17.25 | 17.25 | 17.25
2020-01-20 05:00 | 50.458 | 4.599 | -10.254 | 56.113 | 22.68 | 22.68 | 22.68 | 22.68 | 22.68 | 22.68 | 0 | 0 | 532 | 1 | 43.1 | 95 | 41.1 | 41.1 | 50.458 | 0 | 50.458 | LONG | LONG | [6 empty] | 43.1 | 41.1 | 43.1 | 41.1 | 43.1 | 41.1 | 41.1 | 41.1 | 41.1 | 4.85 | 36.25 | 36.25 | 36.25 | 42.1 | 42.1 | 42.1 | 42.1 | 42.1 | 42.1 | 42.1 | 42.1 | 42.1 | 5.31 | 36.79 | 36.79 | 36.79 | 22.68 | 22.68 | 22.68 | 5.03 | 17.65 | 17.65 | 17.65
2020-01-20 06:00 | 63.99 | 20.538 | -16.77 | 60.222 | 43.95 | 13.2 | 43.95 | 13.2 | 43.95 | 13.2 | 0 | 64.4 | 532 | 597 | 43.1 | 95 | 1 | 41.1 | -0.41 | 0.41 | 0 | LONG | LONG |  | 13.2 |  | 13.2 |  | 13.2 | 43.1 | 13.2 | 43.1 | 13.2 | 43.1 | 13.2 | 13.2 | 13.2 | 13.2 | 4.85 | 8.35 | 8.35 | 8.35 | 42.1 | 13.2 | 42.1 | 13.2 | 42.1 | 13.2 | 13.2 | 13.2 | 13.2 | 5.31 | 7.89 | 7.89 | 7.89 | 13.2 | 13.2 | 13.2 | 5.03 | 8.17 | 8.17 | 8.17
2020-01-20 07:00 | 32.327 | 20.455 | -59.256 | 71.128 | 45.63 | 22.79 | 45.63 | 22.79 | 45.63 | 22.79 | 0 | 17.017 | 295 | 378 | 43.1 | 95 | 1 | 41.1 | 15.31 | 0 | 15.31 | LONG | LONG |  | 22.79 |  | 22.79 |  | 22.79 | 43.1 | 22.79 | 43.1 | 22.79 | 43.1 | 22.79 | 22.79 | 22.79 | 22.79 | 4.85 | 17.94 | 17.94 | 17.94 | 42.1 | 22.79 | 42.1 | 22.79 | 42.1 | 22.79 | 22.79 | 22.79 | 22.79 | 5.31 | 17.48 | 17.48 | 17.48 | 22.79 | 22.79 | 22.79 | 5.03 | 17.76 | 17.76 | 17.76
2020-01-20 08:00 | 19.402 | -46.155 | -37.808 | 103.365 | 55.97 | 55.97 | 55.97 | 55.97 | 55.97 | 55.97 | 0 | 0 | 261 | 736 | 43.1 | 95 | -30 | 41.1 | 19.402 | 0 | 19.402 | LONG | LONG | [6 empty] | 43.1 | 41.1 | 43.1 | 41.1 | 43.1 | 41.1 | 41.1 | 41.1 | 41.1 | 4.85 | 36.25 | 36.25 | 36.25 | 42.1 | 42.1 | 42.1 | 42.1 | 42.1 | 42.1 | 42.1 | 42.1 | 42.1 | 5.31 | 36.79 | 36.79 | 36.79 | 55.97 | 55.97 | 55.97 | 5.03 | 50.94 | 50.94 | 50.94
2020-01-20 09:00 | 26.116 | -27.615 | -40.372 | 94.103 | 60 | 60 | 60 | 60 | 60 | 60 | 0 | 0 | 165 | 768 | 39.2 | 95 | -40 | 37.2 | 26.116 | 0 | 26.116 | LONG | LONG | [6 empty] | 39.2 | 37.2 | 39.2 | 37.2 | 39.2 | 37.2 | 37.2 | 37.2 | 37.2 | 4.85 | 32.35 | 32.35 | 32.35 | 38.2 | 38.2 | 38.2 | 38.2 | 38.2 | 38.2 | 38.2 | 38.2 | 38.2 | 5.31 | 32.89 | 32.89 | 32.89 | 60 | 60 | 60 | 5.03 | 54.97 | 54.97 | 54.97
2020-01-20 10:00 | 96.475 | 15.544 | -22.695 | 103.626 | 57.01 | 20 | 57.01 | 20 | 57.01 | 20 | 0 | 62.533 | 113 | 761 | 37.1 | 95 | -40 | 35.1 | 33.942 | 0 | 33.942 | LONG | LONG |  | 20 |  | 20 |  | 20 | 37.1 | 20 | 37.1 | 20 | 37.1 | 20 | 20 | 20 | 20 | 4.85 | 15.15 | 15.15 | 15.15 | 36.1 | 20 | 36.1 | 20 | 36.1 | 20 | 20 | 20 | 20 | 5.31 | 14.69 | 14.69 | 14.69 | 20 | 20 | 20 | 5.03 | 14.97 | 14.97 | 14.97
2020-01-20 11:00 | 105.596 | 20.074 | 4.121 | 81.401 | 50.63 | 20 | 50.63 | 20 | 50.63 | 20 | 0 | 25 | 181 | 682 | 60.63 | 95 | -30 | 35.1 | 80.596 | 0 | 80.596 | LONG | LONG |  | 20 |  | 20 |  | 20 | 60.63 | 20 | 60.63 | 20 | 60.63 | 20 | 20 | 20 | 20 | 4.85 | 15.15 | 15.15 | 15.15 | 47.87 | 20 | 47.87 | 20 | 47.87 | 20 | 20 | 20 | 20 | 5.31 | 14.69 | 14.69 | 14.69 | 20 | 20 | 20 | 5.03 | 14.97 | 14.97 | 14.97
2020-01-20 12:00 | 77.695 | -3.941 | 4.097 | 77.539 | 47.01 | 20.23 | 47.01 | 20.23 | 47.01 | 20.23 | 0 | 79.2 | 459 | 380 | 37.1 | 95 | 1 | 35.1 | -1.505 | 1.505 | 0 | LONG | LONG |  | 20.23 |  | 20.23 |  | 20.23 | 37.1 | 20.23 | 37.1 | 20.23 | 37.1 | 20.23 | 20.23 | 20.23 | 20.23 | 4.85 | 15.38 | 15.38 | 15.38 | 36.1 | 20.23 | 36.1 | 20.23 | 36.1 | 20.23 | 20.23 | 20.23 | 20.23 | 5.31 | 14.92 | 14.92 | 14.92 | 20.23 | 20.23 | 20.23 | 5.03 | 15.2 | 15.2 | 15.2
2020-01-20 13:00 | 94.361 | -13.147 | 13.696 | 93.812 | 42.9 | 19.1 | 42.9 | 19.1 | 42.9 | 19.1 | 0 | 37.85 | 436 | 364 | 37.1 | 95 | 1 | 35.1 | 56.511 | 0 | 56.511 | LONG | LONG |  | 19.1 |  | 19.1 |  | 19.1 | 37.1 | 19.1 | 37.1 | 19.1 | 37.1 | 19.1 | 19.1 | 19.1 | 19.1 | 4.85 | 14.25 | 14.25 | 14.25 | 36.1 | 19.1 | 36.1 | 19.1 | 36.1 | 19.1 | 19.1 | 19.1 | 19.1 | 5.31 | 13.79 | 13.79 | 13.79 | 19.1 | 19.1 | 19.1 | 5.03 | 14.07 | 14.07 | 14.07
2020-01-20 14:00 | 65.408 | -15.288 | 11.009 | 69.687 | 41.98 | 19.1 | 41.98 | 19.1 | 41.98 | 19.1 | 0 | 90 | 394 | 432 | 37.1 | 95 | 1 | 35.1 | -24.592 | 24.592 | 0 | LONG | LONG |  | 19.1 |  | 19.1 |  | 19.1 | 37.1 | 19.1 | 37.1 | 19.1 | 37.1 | 19.1 | 19.1 | 19.1 | 19.1 | 4.85 | 14.25 | 14.25 | 14.25 | 36.1 | 19.1 | 36.1 | 19.1 | 36.1 | 19.1 | 19.1 | 19.1 | 19.1 | 5.31 | 13.79 | 13.79 | 13.79 | 19.1 | 19.1 | 19.1 | 5.03 | 14.07 | 14.07 | 14.07
2020-01-20 15:00 | 72.367 | -17.187 | 10.221 | 79.333 | 42.08 | 20 | 42.08 | 20 | 42.08 | 20 | 0 | 51 | 387 | 458 | 37.1 | 95 | 1 | 35.1 | 21.367 | 0 | 21.367 | LONG | LONG |  | 20 |  | 20 |  | 20 | 37.1 | 20 | 37.1 | 20 | 37.1 | 20 | 20 | 20 | 20 | 4.85 | 15.15 | 15.15 | 15.15 | 36.1 | 20 | 36.1 | 20 | 36.1 | 20 | 20 | 20 | 20 | 5.31 | 14.69 | 14.69 | 14.69 | 20 | 20 | 20 | 5.03 | 14.97 | 14.97 | 14.97
2020-01-20 16:00 | 116.308 | -1.486 | 25.518 | 92.276 | 43.87 | 14.1 | 43.87 | 14.1 | 43.87 | 14.1 | 0 | 88.799 | 289 | 593 | 37.1 | 95 | 1 | 35.1 | 27.509 | 0 | 27.509 | LONG | LONG |  | 14.1 |  | 14.1 |  | 14.1 | 37.1 | 14.1 | 37.1 | 14.1 | 37.1 | 14.1 | 14.1 | 14.1 | 14.1 | 4.85 | 9.25 | 9.25 | 9.25 | 36.1 | 14.1 | 36.1 | 14.1 | 36.1 | 14.1 | 14.1 | 14.1 | 14.1 | 5.31 | 8.79 | 8.79 | 8.79 | 14.1 | 14.1 | 14.1 | 5.03 | 9.07 | 9.07 | 9.07
2020-01-20 17:00 | 28.822 | -17.605 | 6.693 | 39.734 | 44.9 | 20 | 44.9 | 20 | 44.9 | 20 | 0 | 75 | 246 | 618 | 37.1 | 95 | -20 | 35.1 | -46.178 | 46.178 | 0 | LONG | LONG |  | 20 |  | 20 |  | 20 | 37.1 | 20 | 37.1 | 20 | 37.1 | 20 | 20 | 20 | 20 | 4.85 | 15.15 | 15.15 | 15.15 | 36.1 | 20 | 36.1 | 20 | 36.1 | 20 | 20 | 20 | 20 | 5.31 | 14.69 | 14.69 | 14.69 | 20 | 20 | 20 | 5.03 | 14.97 | 14.97 | 14.97
2020-01-20 18:00 | 38.199 | 4.609 | 2.955 | 30.635 | 51.1 | 46.74 | 51.1 | 46.74 | 51.1 | 46.74 | 2.25 | 0 | 240 | 622 | 37.1 | 95 | -20 | 35.1 | 40.449 | 0 | 40.449 | SHORT | LONG | 51.1 |  | 51.1 |  | 51.1 |  | 51.1 | 35.1 | 51.1 | 35.1 | 51.1 | 35.1 | 51.1 | 51.1 | 51.1 | 4.85 | 55.95 | 55.95 | 55.95 | 51.1 | 36.1 | 51.1 | 36.1 | 51.1 | 36.1 | 51.1 | 51.1 | 51.1 | 5.31 | 56.41 | 56.41 | 56.41 | 46.74 | 46.74 | 46.74 | 5.03 | 41.71 | 41.71 | 41.71
2020-01-20 19:00 | 87.368 | 29.727 | 0.598 | 57.043 | 43.92 | 19 | 43.92 | 19 | 43.92 | 19 | 0 | 65.8 | 313 | 634 | 37.1 | 95 | -20 | 35.1 | 21.568 | 0 | 21.568 | LONG | LONG |  | 19 |  | 19 |  | 19 | 37.1 | 19 | 37.1 | 19 | 37.1 | 19 | 19 | 19 | 19 | 4.85 | 14.15 | 14.15 | 14.15 | 36.1 | 19 | 36.1 | 19 | 36.1 | 19 | 19 | 19 | 19 | 5.31 | 13.69 | 13.69 | 13.69 | 19 | 19 | 19 | 5.03 | 13.97 | 13.97 | 13.97
2020-01-20 20:00 | 71.44 | 15.394 | 13.873 | 42.173 | 34.08 | 19 | 34.08 | 19 | 34.08 | 19 | 0 | 70.633 | 454 | 433 | 37.1 | 95 | 1 | 35.1 | 0.807 | 0 | 0.807 | LONG | LONG |  | 19 |  | 19 |  | 19 | 37.1 | 19 | 37.1 | 19 | 37.1 | 19 | 19 | 19 | 19 | 4.85 | 14.15 | 14.15 | 14.15 | 36.1 | 19 | 36.1 | 19 | 36.1 | 19 | 19 | 19 | 19 | 5.31 | 13.69 | 13.69 | 13.69 | 19 | 19 | 19 | 5.03 | 13.97 | 13.97 | 13.97
2020-01-20 21:00 | 45.072 | 5.434 | 26.535 | 13.103 | 22.48 | 19 | 22.48 | 19 | 22.48 | 19 | 0 | 41 | 504 | 382 | 32.48 | 95 | 1 | 36.7 | 4.072 | 0 | 4.072 | LONG | LONG |  | 19 |  | 19 |  | 19 | 32.48 | 19 | 32.48 | 19 | 32.48 | 19 | 19 | 19 | 19 | 4.85 | 14.15 | 14.15 | 14.15 | 34.59 | 19 | 34.59 | 19 | 34.59 | 19 | 19 | 19 | 19 | 5.31 | 13.69 | 13.69 | 13.69 | 19 | 19 | 19 | 5.03 | 13.97 | 13.97 | 13.97
2020-01-20 22:00 | 45.474 | 6.671 | 5.663 | 33.14 | 21.28 | 20.4 | 21.28 | 20.4 | 21.28 | 20.4 | 0 | 31 | 504 | 382 | 31.28 | 95 | 1 | 41.1 | 14.474 | 0 | 14.474 | LONG | LONG |  | 20.4 |  | 20.4 |  | 20.4 | 31.28 | 20.4 | 31.28 | 20.4 | 31.28 | 20.4 | 20.4 | 20.4 | 20.4 | 4.85 | 15.55 | 15.55 | 15.55 | 36.19 | 20.4 | 36.19 | 20.4 | 36.19 | 20.4 | 20.4 | 20.4 | 20.4 | 5.31 | 15.09 | 15.09 | 15.09 | 20.4 | 20.4 | 20.4 | 5.03 | 15.37 | 15.37 | 15.37
2020-01-20 23:00 | 8.31 | -29.997 | -1.388 | 39.695 | 20.25 | 20.25 | 20.25 | 20.25 | 20.25 | 20.25 | 0 | 25.833 | 296 | 158 | 30.25 | 95 | 1 | 1 | -17.523 | 17.523 | 0 | LONG | LONG |  | 20.25 |  | 20.25 |  | 20.25 | 30.25 | 20.25 | 30.25 | 20.25 | 30.25 | 20.25 | 20.25 | 20.25 | 20.25 | 4.85 | 15.4 | 15.4 | 15.4 | 15.63 | 20.25 | 15.63 | 20.25 | 15.63 | 20.25 | 20.25 | 20.25 | 20.25 | 5.31 | 14.94 | 14.94 | 14.94 | 20.25 | 20.25 | 20.25 | 5.03 | 15.22 | 15.22 | 15.22
2020-01-21 | 45.587 | 19.123 | 9.472 | 16.992 | 17.92 | 1 | 17.92 | 1 | 17.92 | 1 | 0 | 39 | 313 | 362 | 43.1 | 95 | -0.77 | 1 | 6.587 | 0 | 6.587 | LONG | LONG |  | 1 |  | 1 |  | 1 | 43.1 | 1 | 43.1 | 1 | 43.1 | 1 | 1 | 1 | 1 | 4.85 | -3.85 | -3.85 | -3.85 | 22.05 | 1 | 22.05 | 1 | 22.05 | 1 | 1 | 1 | 1 | 5.31 | -4.31 | -4.31 | -4.31 | 1 | 1 | 1 | 5.03 | -4.03 | -4.03 | -4.03
2020-01-21 01:00 | -70.05 | -54.796 | -1.355 | -13.899 | 62 | 17 | 62 | 17 | 62 | 17 | 33 | 11 | 313 | 0 | 43.1 | 95 | 0 | 0 | -48.05 | 48.05 | 0 | SHORT | SHORT | 62 |  | 62 |  | 62 |  | 62 | 0 | 62 | 0 | 62 | 0 | 62 | 62 | 62 | 4.85 | 66.85 | 66.85 | 66.85 | 62 | 21.55 | 62 | 21.55 | 62 | 21.55 | 62 | 62 | 62 | 5.31 | 67.31 | 67.31 | 67.31 | 62 | 62 | 62 | 5.03 | 67.03 | 67.03 | 67.03
2020-01-21 02:00 | -12.554 | -5.914 | 3.766 | -10.406 | 43.3 | 17.88 | 43.3 | 17.88 | 43.3 | 17.88 | 15.25 | 0 | 313 | 5 | 43.1 | 95 | 41.1 | 41.1 | 2.696 | 0 | 2.696 | SHORT | SHORT | 43.3 |  | 43.3 |  | 43.3 |  | 43.3 | 41.1 | 43.3 | 41.1 | 43.3 | 41.1 | 43.3 | 43.3 | 43.3 | 4.85 | 48.15 | 48.15 | 48.15 | 43.3 | 42.1 | 43.3 | 42.1 | 43.3 | 42.1 | 43.3 | 43.3 | 43.3 | 5.31 | 48.61 | 48.61 | 48.61 | 43.3 | 43.3 | 43.3 | 5.03 | 48.33 | 48.33 | 48.33
2020-01-21 03:00 | -11.972 | 1.477 | 3.83 | -17.279 | 43.1 | 17.67 | 43.1 | 17.67 | 43.1 | 17.67 | 1 | 0 | 313 | 1 | 43.1 | 95 | 41.1 | 41.1 | -10.972 | 10.972 | 0 | SHORT | SHORT | 43.1 |  | 43.1 |  | 43.1 |  | 43.1 | 41.1 | 43.1 | 41.1 | 43.1 | 41.1 | 43.1 | 43.1 | 43.1 | 4.85 | 47.95 | 47.95 | 47.95 | 43.1 | 42.1 | 43.1 | 42.1 | 43.1 | 42.1 | 43.1 | 43.1 | 43.1 | 5.31 | 48.41 | 48.41 | 48.41 | 43.1 | 43.1 | 43.1 | 5.03 | 48.13 | 48.13 | 48.13
2020-01-21 04:00 | -12.858 | 7.089 | -7.673 | -12.274 | 43.1 | 17.75 | 43.1 | 17.75 | 43.1 | 17.75 | 1 | 0 | 313 | 1 | 43.1 | 95 | 41.1 | 41.1 | -11.858 | 11.858 | 0 | SHORT | SHORT | 43.1 |  | 43.1 |  | 43.1 |  | 43.1 | 41.1 | 43.1 | 41.1 | 43.1 | 41.1 | 43.1 | 43.1 | 43.1 | 4.85 | 47.95 | 47.95 | 47.95 | 43.1 | 42.1 | 43.1 | 42.1 | 43.1 | 42.1 | 43.1 | 43.1 | 43.1 | 5.31 | 48.41 | 48.41 | 48.41 | 43.1 | 43.1 | 43.1 | 5.03 | 48.13 | 48.13 | 48.13
2020-01-21 05:00 | 45.309 | 30.256 | 0.917 | 14.136 | 43.3 | 19.4 | 43.3 | 19.4 | 43.3 | 19.4 | 26 | 0 | 313 | 1 | 43.1 | 95 | 41.1 | 41.1 | 71.309 | 0 | 71.309 | SHORT | LONG | 43.3 |  | 43.3 |  | 43.3 |  | 43.3 | 41.1 | 43.3 | 41.1 | 43.3 | 41.1 | 43.3 | 43.3 | 43.3 | 4.85 | 48.15 | 48.15 | 48.15 | 43.3 | 42.1 | 43.3 | 42.1 | 43.3 | 42.1 | 43.3 | 43.3 | 43.3 | 5.31 | 48.61 | 48.61 | 48.61 | 19.4 | 19.4 | 19.4 | 5.03 | 14.37 | 14.37 | 14.37
2020-01-21 06:00 | 9.936 | 48.013 | -16.901 | -21.176 | 62 | 19.66 | 62 | 19.66 | 62 | 19.66 | 29.867 | 0 | 313 | 91 | 43.1 | 95 | 1 | 41.1 | 39.803 | 0 | 39.803 | SHORT | LONG | 62 |  | 62 |  | 62 |  | 62 | 41.1 | 62 | 41.1 | 62 | 41.1 | 62 | 62 | 62 | 4.85 | 66.85 | 66.85 | 66.85 | 62 | 42.1 | 62 | 42.1 | 62 | 42.1 | 62 | 62 | 62 | 5.31 | 67.31 | 67.31 | 67.31 | 19.66 | 19.66 | 19.66 | 5.03 | 14.63 | 14.63 | 14.63
2020-01-21 07:00 | 37.011 | 46.777 | -15.52 | 5.754 | 20.78 | 34.8 | 20.78 | 34.8 | 20.78 | 34.8 | 0 | 2.5 | 314 | 423 | 30.78 | 95 | -0.77 | 40.8 | 34.511 | 0 | 34.511 | LONG | LONG |  | 34.8 |  | 34.8 |  | 34.8 | 30.78 | 34.8 | 30.78 | 34.8 | 30.78 | 34.8 | 34.8 | 34.8 | 34.8 | 4.85 | 29.95 | 29.95 | 29.95 | 35.79 | 34.8 | 35.79 | 34.8 | 35.79 | 34.8 | 34.8 | 34.8 | 34.8 | 5.31 | 29.49 | 29.49 | 29.49 | 34.8 | 34.8 | 34.8 | 5.03 | 29.77 | 29.77 | 29.77
2020-01-21 08:00 | 22.97 | 32.27 | -11.782 | 2.482 | 24.13 | 24.13 | 24.13 | 24.13 | 24.13 | 24.13 | 0 | 0 | 625 | 470 | 34.13 | 95 | -30 | 40.4 | 22.97 | 0 | 22.97 | LONG | LONG | [6 empty] | 34.13 | 40.4 | 34.13 | 40.4 | 34.13 | 40.4 | 40.4 | 40.4 | 40.4 | 4.85 | 35.55 | 35.55 | 35.55 | 37.27 | 37.27 | 37.27 | 37.27 | 37.27 | 37.27 | 37.27 | 37.27 | 37.27 | 5.31 | 31.96 | 31.96 | 31.96 | 24.13 | 24.13 | 24.13 | 5.03 | 19.1 | 19.1 | 19.1
2020-01-21 09:00 | -16.777 | 19.744 | 7.252 | -43.773 | 51.4 | 40 | 51.4 | 40 | 51.4 | 40 | 14.633 | 0 | 601 | 430 | 42.4 | 95 | -20 | 40.4 | -2.144 | 2.144 | 0 | SHORT | SHORT | 51.4 |  | 51.4 |  | 51.4 |  | 51.4 | 40.4 | 51.4 | 40.4 | 51.4 | 40.4 | 51.4 | 51.4 | 51.4 | 4.85 | 56.25 | 56.25 | 56.25 | 51.4 | 41.4 | 51.4 | 41.4 | 51.4 | 41.4 | 51.4 | 51.4 | 51.4 | 5.31 | 56.71 | 56.71 | 56.71 | 51.4 | 51.4 | 51.4 | 5.03 | 56.43 | 56.43 | 56.43
2020-01-21 10:00 | 11.926 | 63.266 | -22.454 | -28.886 | 40.05 | 40.05 | 40.05 | 40.05 | 40.05 | 40.05 | 0 | 0 | 385 | 160 | 42.4 | 95 | 1 | 40.4 | 11.926 | 0 | 11.926 | LONG | LONG | [6 empty] | 42.4 | 40.4 | 42.4 | 40.4 | 42.4 | 40.4 | 40.4 | 40.4 | 40.4 | 4.85 | 35.55 | 35.55 | 35.55 | 41.4 | 41.4 | 41.4 | 41.4 | 41.4 | 41.4 | 41.4 | 41.4 | 41.4 | 5.31 | 36.09 | 36.09 | 36.09 | 40.05 | 40.05 | 40.05 | 5.03 | 35.02 | 35.02 | 35.02
2020-01-21 11:00 | -30.86 | 49.357 | -28.297 | -51.92 | 51.4 | 40.03 | 51.4 | 40.03 | 51.4 | 40.03 | 27.9 | 0 | 386 | 159 | 42.4 | 95 | 1 | 40.4 | -2.96 | 2.96 | 0 | SHORT | SHORT | 51.4 |  | 51.4 |  | 51.4 |  | 51.4 | 40.4 | 51.4 | 40.4 | 51.4 | 40.4 | 51.4 | 51.4 | 51.4 | 4.85 | 56.25 | 56.25 | 56.25 | 51.4 | 41.4 | 51.4 | 41.4 | 51.4 | 41.4 | 51.4 | 51.4 | 51.4 | 5.31 | 56.71 | 56.71 | 56.71 | 51.4 | 51.4 | 51.4 | 5.03 | 56.43 | 56.43 | 56.43
2020-01-21 12:00 | -23.983 | 67.555 | -24.743 | -66.795 | 43.3 | 28.69 | 43.3 | 28.69 | 43.3 | 28.69 | 15.65 | 0 | 575 | 376 | 42.4 | 95 | -0.77 | 40.4 | -8.333 | 8.333 | 0 | SHORT | SHORT | 43.3 |  | 43.3 |  | 43.3 |  | 43.3 | 40.4 | 43.3 | 40.4 | 43.3 | 40.4 | 43.3 | 43.3 | 43.3 | 4.85 | 48.15 | 48.15 | 48.15 | 43.3 | 41.4 | 43.3 | 41.4 | 43.3 | 41.4 | 43.3 | 43.3 | 43.3 | 5.31 | 48.61 | 48.61 | 48.61 | 43.3 | 43.3 | 43.3 | 5.03 | 48.33 | 48.33 | 48.33
2020-01-21 13:00 | -58.591 | 33.817 | -34.131 | -58.277 | 55.3 | 42.55 | 55.3 | 42.55 | 55.3 | 42.55 | 70.333 | 0 | 965.16 | 375 | 42.4 | 95 | -0.77 | 1 | 11.742 | 0 | 11.742 | SHORT | SHORT | 55.3 |  | 55.3 |  | 55.3 |  | 55.3 | 1 | 55.3 | 1 | 55.3 | 1 | 55.3 | 55.3 | 55.3 | 4.85 | 60.15 | 60.15 | 60.15 | 55.3 | 21.7 | 55.3 | 21.7 | 55.3 | 21.7 | 55.3 | 55.3 | 55.3 | 5.31 | 60.61 | 60.61 | 60.61 | 55.3 | 55.3 | 55.3 | 5.03 | 60.33 | 60.33 | 60.33
2020-01-21 14:00 | -9.431 | 75.967 | -27.536 | -57.862 | 51.4 | 39.53 | 51.4 | 39.53 | 51.4 | 39.53 | 22.417 | 0 | 575 | 375 | 42.4 | 95 | -0.77 | 1 | 12.986 | 0 | 12.986 | SHORT | SHORT | 51.4 |  | 51.4 |  | 51.4 |  | 51.4 | 1 | 51.4 | 1 | 51.4 | 1 | 51.4 | 51.4 | 51.4 | 4.85 | 56.25 | 56.25 | 56.25 | 51.4 | 21.7 | 51.4 | 21.7 | 51.4 | 21.7 | 51.4 | 51.4 | 51.4 | 5.31 | 56.71 | 56.71 | 56.71 | 51.4 | 51.4 | 51.4 | 5.03 | 56.43 | 56.43 | 56.43
2020-01-21 15:00 | -39.768 | 26.904 | -27.936 | -38.736 | 44.3 | 32.11 | 44.3 | 32.11 | 44.3 | 32.11 | 57.5 | 0 | 515 | 384 | 42.11 | 95 | -0.77 | 40.4 | 17.732 | 0 | 17.732 | SHORT | SHORT | 44.3 |  | 44.3 |  | 44.3 |  | 44.3 | 40.4 | 44.3 | 40.4 | 44.3 | 40.4 | 44.3 | 44.3 | 44.3 | 4.85 | 49.15 | 49.15 | 49.15 | 44.3 | 41.26 | 44.3 | 41.26 | 44.3 | 41.26 | 44.3 | 44.3 | 44.3 | 5.31 | 49.61 | 49.61 | 49.61 | 44.3 | 44.3 | 44.3 | 5.03 | 49.33 | 49.33 | 49.33
2020-01-21 16:00 | 14.06 | 62.096 | -2.961 | -45.075 | 28.69 | 18.21 | 28.69 | 18.21 | 28.69 | 18.21 | 0 | 9 | 510 | 221 | 43.3 | 95 | -30 | 40.4 | 5.06 | 0 | 5.06 | LONG | LONG |  | 18.21 |  | 18.21 |  | 18.21 | 43.3 | 18.21 | 43.3 | 18.21 | 43.3 | 18.21 | 18.21 | 18.21 | 18.21 | 4.85 | 13.36 | 13.36 | 13.36 | 41.85 | 18.21 | 41.85 | 18.21 | 41.85 | 18.21 | 18.21 | 18.21 | 18.21 | 5.31 | 12.9 | 12.9 | 12.9 | 18.21 | 18.21 | 18.21 | 5.03 | 13.18 | 13.18 | 13.18
2020-01-21 17:00 | 26.864 | 47.059 | -13.478 | -6.717 | 40.09 | 18.21 | 40.09 | 18.21 | 40.09 | 18.21 | 0 | 16.667 | 366 | 306 | 42.4 | 95 | -30 | 40.4 | 10.197 | 0 | 10.197 | LONG | LONG |  | 18.21 |  | 18.21 |  | 18.21 | 42.4 | 18.21 | 42.4 | 18.21 | 42.4 | 18.21 | 18.21 | 18.21 | 18.21 | 4.85 | 13.36 | 13.36 | 13.36 | 41.4 | 18.21 | 41.4 | 18.21 | 41.4 | 18.21 | 18.21 | 18.21 | 18.21 | 5.31 | 12.9 | 12.9 | 12.9 | 18.21 | 18.21 | 18.21 | 5.03 | 13.18 | 13.18 | 13.18
2020-01-21 18:00 | 71.255 | 91.329 | -42.121 | 22.047 | 45.22 | 18.72 | 45.22 | 18.72 | 45.22 | 18.72 | 0 | 54.333 | 442 | 391 | 42.4 | 95 | -30 | 28 | 16.922 | 0 | 16.922 | LONG | LONG |  | 18.72 |  | 18.72 |  | 18.72 | 42.4 | 18.72 | 42.4 | 18.72 | 42.4 | 18.72 | 18.72 | 18.72 | 18.72 | 4.85 | 13.87 | 13.87 | 13.87 | 35.2 | 18.72 | 35.2 | 18.72 | 35.2 | 18.72 | 18.72 | 18.72 | 18.72 | 5.31 | 13.41 | 13.41 | 13.41 | 18.72 | 18.72 | 18.72 | 5.03 | 13.69 | 13.69 | 13.69
2020-01-21 19:00 | 2.563 | -8.893 | -15.936 | 27.392 | 42 | 28 | 42 | 28 | 42 | 28 | 0 | 2.667 | 433 | 371 | 42.8 | 95 | -30 | 28 | -0.104 | 0.104 | 0 | LONG | LONG |  | 28 |  | 28 |  | 28 | 42.8 | 28 | 42.8 | 28 | 42.8 | 28 | 28 | 28 | 28 | 4.85 | 23.15 | 23.15 | 23.15 | 35.4 | 28 | 35.4 | 28 | 35.4 | 28 | 28 | 28 | 28 | 5.31 | 22.69 | 22.69 | 22.69 | 28 | 28 | 28 | 5.03 | 22.97 | 22.97 | 22.97
2020-01-21 20:00 | 7.862 | -3.336 | -14.697 | 25.895 | 22 | 22 | 22 | 22 | 22 | 22 | 0 | 0 | 602 | 159 | 32 | 95 | 1 | 41.1 | 7.862 | 0 | 7.862 | LONG | LONG | [6 empty] | 32 | 41.1 | 32 | 41.1 | 32 | 41.1 | 41.1 | 41.1 | 41.1 | 4.85 | 36.25 | 36.25 | 36.25 | 36.55 | 36.55 | 36.55 | 36.55 | 36.55 | 36.55 | 36.55 | 36.55 | 36.55 | 5.31 | 31.24 | 31.24 | 31.24 | 22 | 22 | 22 | 5.03 | 16.97 | 16.97 | 16.97
2020-01-21 21:00 | 32.276 | 14.511 | -1.76 | 19.525 | 21.14 | 18.14 | 21.14 | 18.14 | 21.14 | 18.14 | 0 | 27.5 | 603 | 158 | 31.14 | 95 | 1 | 1 | 4.776 | 0 | 4.776 | LONG | LONG |  | 18.14 |  | 18.14 |  | 18.14 | 31.14 | 18.14 | 31.14 | 18.14 | 31.14 | 18.14 | 18.14 | 18.14 | 18.14 | 4.85 | 13.29 | 13.29 | 13.29 | 16.07 | 18.14 | 16.07 | 18.14 | 16.07 | 18.14 | 18.14 | 18.14 | 18.14 | 5.31 | 12.83 | 12.83 | 12.83 | 18.14 | 18.14 | 18.14 | 5.03 | 13.11 | 13.11 | 13.11
2020-01-21 22:00 | 97.014 | 57.151 | -1.103 | 40.966 | 20.89 | 1 | 20.89 | 1 | 20.89 | 1 | 0 | 80.333 | 621 | 140 | 30.89 | 95 | 1 | 1 | 16.681 | 0 | 16.681 | LONG | LONG |  | 1 |  | 1 |  | 1 | 30.89 | 1 | 30.89 | 1 | 30.89 | 1 | 1 | 1 | 1 | 4.85 | -3.85 | -3.85 | -3.85 | 15.95 | 1 | 15.95 | 1 | 15.95 | 1 | 1 | 1 | 1 | 5.31 | -4.31 | -4.31 | -4.31 | 1 | 1 | 1 | 5.03 | -4.03 | -4.03 | -4.03
2020-01-21 23:00 | 64.466 | -7.437 | 2.512 | 69.391 | 19.98 | 17.5 | 19.98 | 17.5 | 19.98 | 17.5 | 0 | 50.867 | 253 | 90 | 29.98 | 95 | 1 | 1 | 13.599 | 0 | 13.599 | LONG | LONG |  | 17.5 |  | 17.5 |  | 17.5 | 29.98 | 17.5 | 29.98 | 17.5 | 29.98 | 17.5 | 17.5 | 17.5 | 17.5 | 4.85 | 12.65 | 12.65 | 12.65 | 15.49 | 17.5 | 15.49 | 17.5 | 15.49 | 17.5 | 17.5 | 17.5 | 17.5 | 5.31 | 12.19 | 12.19 | 12.19 | 17.5 | 17.5 | 17.5 | 5.03 | 12.47 | 12.47 | 12.47
2020-01-22 | 71.201 | -6.997 | -0.908 | 79.106 | 18.69 | 13.2 | 18.69 | 13.2 | 18.69 | 13.2 | 0 | 30.167 | 173 | 6 | 42.9 | 95 | 34.9 | 40.9 | 41.034 | 0 | 41.034 | LONG | LONG |  | 13.2 |  | 13.2 |  | 13.2 | 42.9 | 13.2 | 42.9 | 13.2 | 42.9 | 13.2 | 13.2 | 13.2 | 13.2 | 4.85 | 8.35 | 8.35 | 8.35 | 41.9 | 13.2 | 41.9 | 13.2 | 41.9 | 13.2 | 13.2 | 13.2 | 13.2 | 5.31 | 7.89 | 7.89 | 7.89 | 13.2 | 13.2 | 13.2 | 5.03 | 8.17 | 8.17 | 8.17
2020-01-22 01:00 | 104.607 | 52.62 | 1.935 | 50.052 | 15.24 | 13.2 | 15.24 | 13.2 | 15.24 | 13.2 | 0 | 72.467 | 173 | 0 | 39.6 | 95 | 0 | 0 | 32.14 | 0 | 32.14 | LONG | LONG |  | 13.2 |  | 13.2 |  | 13.2 | 39.6 | 13.2 | 39.6 | 13.2 | 39.6 | 13.2 | 13.2 | 13.2 | 13.2 | 4.85 | 8.35 | 8.35 | 8.35 | 19.8 | 13.2 | 19.8 | 13.2 | 19.8 | 13.2 | 13.2 | 13.2 | 13.2 | 5.31 | 7.89 | 7.89 | 7.89 | 13.2 | 13.2 | 13.2 | 5.03 | 8.17 | 8.17 | 8.17
2020-01-22 02:00 | 45.54 | 39.802 | -3.874 | 9.612 | 14.43 | 13.9 | 14.43 | 13.9 | 14.43 | 13.9 | 0 | 55 | 173 | 5 | 39.6 | 95 | 34.9 | 40.9 | -9.46 | 9.46 | 0 | LONG | LONG |  | 13.9 |  | 13.9 |  | 13.9 | 39.6 | 13.9 | 39.6 | 13.9 | 39.6 | 13.9 | 13.9 | 13.9 | 13.9 | 4.85 | 9.05 | 9.05 | 9.05 | 40.25 | 13.9 | 40.25 | 13.9 | 40.25 | 13.9 | 13.9 | 13.9 | 13.9 | 5.31 | 8.59 | 8.59 | 8.59 | 13.9 | 13.9 | 13.9 | 5.03 | 8.87 | 8.87 | 8.87
2020-01-22 03:00 | 16.795 | 22.785 | -0.792 | -5.198 | 13.73 | 13.73 | 13.73 | 13.73 | 13.73 | 13.73 | 0 | 0 | 173 | 0 | 39.6 | 95 | 0 | 0 | 16.795 | 0 | 16.795 | LONG | LONG | [6 empty] | 39.6 | 0 | 39.6 | 0 | 39.6 | 0 | 0 | 0 | 0 | 4.85 | -4.85 | -4.85 | -4.85 | 19.8 | 19.8 | 19.8 | 19.8 | 19.8 | 19.8 | 19.8 | 19.8 | 19.8 | 5.31 | 14.49 | 14.49 | 14.49 | 13.73 | 13.73 | 13.73 | 5.03 | 8.7 | 8.7 | 8.7
2020-01-22 04:00 | 478.004 | 32.804 | 5.226 | 439.974 | 15.1 | 15.1 | 15.1 | 15.1 | 15.1 | 15.1 | 0 | 102.533 | 173 | 0 | 39.6 | 95 | 0 | 0 | 375.471 | 0 | 375.471 | LONG | LONG |  | 15.1 |  | 15.1 |  | 15.1 | 39.6 | 15.1 | 39.6 | 15.1 | 39.6 | 15.1 | 15.1 | 15.1 | 15.1 | 4.85 | 10.25 | 10.25 | 10.25 | 19.8 | 15.1 | 19.8 | 15.1 | 19.8 | 15.1 | 15.1 | 15.1 | 15.1 | 5.31 | 9.79 | 9.79 | 9.79 | 15.1 | 15.1 | 15.1 | 5.03 | 10.07 | 10.07 | 10.07
2020-01-22 05:00 | 432.066 | 7.139 | 7.794 | 417.133 | 17.11 | 17.11 | 17.11 | 17.11 | 17.11 | 17.11 | 0 | 150 | 173 | 0 | 39.6 | 95 | 0 | 0 | 282.066 | 0 | 282.066 | LONG | LONG |  | 17.11 |  | 17.11 |  | 17.11 | 39.6 | 17.11 | 39.6 | 17.11 | 39.6 | 17.11 | 17.11 | 17.11 | 17.11 | 4.85 | 12.26 | 12.26 | 12.26 | 19.8 | 17.11 | 19.8 | 17.11 | 19.8 | 17.11 | 17.11 | 17.11 | 17.11 | 5.31 | 11.8 | 11.8 | 11.8 | 17.11 | 17.11 | 17.11 | 5.03 | 12.08 | 12.08 | 12.08
2020-01-22 06:00 | 59.731 | 39.095 | 3.786 | 16.85 | 20.74 | 15 | 20.74 | 15 | 20.74 | 15 | 0 | 50 | 173 | 0 | 39.6 | 95 | 0 | 0 | 9.731 | 0 | 9.731 | LONG | LONG |  | 15 |  | 15 |  | 15 | 39.6 | 15 | 39.6 | 15 | 39.6 | 15 | 15 | 15 | 15 | 4.85 | 10.15 | 10.15 | 10.15 | 19.8 | 15 | 19.8 | 15 | 19.8 | 15 | 15 | 15 | 15 | 5.31 | 9.69 | 9.69 | 9.69 | 15 | 15 | 15 | 5.03 | 9.97 | 9.97 | 9.97
2020-01-22 07:00 | 12.692 | 8.522 | -6.452 | 10.622 | 26.73 | 26.73 | 26.73 | 26.73 | 26.73 | 26.73 | 0 | 0 | 553 | 113 | 42.9 | 95 | 1 | 40.9 | 12.692 | 0 | 12.692 | LONG | LONG | [6 empty] | 42.9 | 40.9 | 42.9 | 40.9 | 42.9 | 40.9 | 40.9 | 40.9 | 40.9 | 4.85 | 36.05 | 36.05 | 36.05 | 41.9 | 41.9 | 41.9 | 41.9 | 41.9 | 41.9 | 41.9 | 41.9 | 41.9 | 5.31 | 36.59 | 36.59 | 36.59 | 26.73 | 26.73 | 26.73 | 5.03 | 21.7 | 21.7 | 21.7
2020-01-22 08:00 | 0.006 | -25.984 | -38.496 | 64.486 | 52.5 | 45.43 | 52.5 | 45.43 | 52.5 | 45.43 | 18.751 | 0 | 120 | 607 | 38.5 | 95 | -30 | 36.5 | 18.757 | 0 | 18.757 | SHORT | LONG | 52.5 |  | 52.5 |  | 52.5 |  | 52.5 | 36.5 | 52.5 | 36.5 | 52.5 | 36.5 | 52.5 | 52.5 | 52.5 | 4.85 | 57.35 | 57.35 | 57.35 | 52.5 | 37.5 | 52.5 | 37.5 | 52.5 | 37.5 | 52.5 | 52.5 | 52.5 | 5.31 | 57.81 | 57.81 | 57.81 | 45.43 | 45.43 | 45.43 | 5.03 | 40.4 | 40.4 | 40.4
2020-01-22 09:00 | 65.896 | -8.862 | 1.964 | 72.794 | 54.28 | 18 | 54.28 | 18 | 54.28 | 18 | 0 | 50.033 | 90 | 583 | 36.9 | 95 | -30 | 34.9 | 15.863 | 0 | 15.863 | LONG | LONG |  | 18 |  | 18 |  | 18 | 36.9 | 18 | 36.9 | 18 | 36.9 | 18 | 18 | 18 | 18 | 4.85 | 13.15 | 13.15 | 13.15 | 35.9 | 18 | 35.9 | 18 | 35.9 | 18 | 18 | 18 | 18 | 5.31 | 12.69 | 12.69 | 12.69 | 18 | 18 | 18 | 5.03 | 12.97 | 12.97 | 12.97
2020-01-22 10:00 | 114.469 | 35.379 | 4.799 | 74.291 | 49.29 | 18 | 49.29 | 18 | 49.29 | 18 | 0 | 87.5 | 129 | 567 | 36.9 | 95 | -30 | 34.9 | 26.969 | 0 | 26.969 | LONG | LONG |  | 18 |  | 18 |  | 18 | 36.9 | 18 | 36.9 | 18 | 36.9 | 18 | 18 | 18 | 18 | 4.85 | 13.15 | 13.15 | 13.15 | 35.9 | 18 | 35.9 | 18 | 35.9 | 18 | 18 | 18 | 18 | 5.31 | 12.69 | 12.69 | 12.69 | 18 | 18 | 18 | 5.03 | 12.97 | 12.97 | 12.97
2020-01-22 11:00 | 117.826 | 25.173 | 1.886 | 90.767 | 45.16 | 18 | 45.16 | 18 | 45.16 | 18 | 0 | 91.501 | 84 | 661 | 36.9 | 95 | -30 | 34.9 | 26.325 | 0 | 26.325 | LONG | LONG |  | 18 |  | 18 |  | 18 | 36.9 | 18 | 36.9 | 18 | 36.9 | 18 | 18 | 18 | 18 | 4.85 | 13.15 | 13.15 | 13.15 | 35.9 | 18 | 35.9 | 18 | 35.9 | 18 | 18 | 18 | 18 | 5.31 | 12.69 | 12.69 | 12.69 | 18 | 18 | 18 | 5.03 | 12.97 | 12.97 | 12.97
2020-01-22 12:00 | 165.008 | 51.869 | 20.709 | 92.43 | 43.94 | 18 | 43.94 | 18 | 43.94 | 18 | 0 | 152 | 133 | 695 | 45.9 | 95 | -30 | 34.9 | 13.008 | 0 | 13.008 | LONG | LONG |  | 18 |  | 18 |  | 18 | 45.9 | 18 | 45.9 | 18 | 45.9 | 18 | 18 | 18 | 18 | 4.85 | 13.15 | 13.15 | 13.15 | 40.4 | 18 | 40.4 | 18 | 40.4 | 18 | 18 | 18 | 18 | 5.31 | 12.69 | 12.69 | 12.69 | 18 | 18 | 18 | 5.03 | 12.97 | 12.97 | 12.97
2020-01-22 13:00 | 79.837 | -13.672 | 4.255 | 89.254 | 41.79 | 17 | 41.79 | 17 | 41.79 | 17 | 0 | 72 | 62 | 755 | 49.1 | 94 | -30 | 34.9 | 7.837 | 0 | 7.837 | LONG | LONG |  | 17 |  | 17 |  | 17 | 49.1 | 17 | 49.1 | 17 | 49.1 | 17 | 17 | 17 | 17 | 4.85 | 12.15 | 12.15 | 12.15 | 42 | 17 | 42 | 17 | 42 | 17 | 17 | 17 | 17 | 5.31 | 11.69 | 11.69 | 11.69 | 17 | 17 | 17 | 5.03 | 11.97 | 11.97 | 11.97
2020-01-22 14:00 | 48.045 | -34.561 | 9.727 | 72.879 | 42.41 | 23.99 | 42.41 | 23.99 | 42.41 | 23.99 | 0 | 21.833 | 21 | 809 | 40 | 80 | -30 | 34.9 | 26.212 | 0 | 26.212 | LONG | LONG |  | 23.99 |  | 23.99 |  | 23.99 | 40 | 23.99 | 40 | 23.99 | 40 | 23.99 | 23.99 | 23.99 | 23.99 | 4.85 | 19.14 | 19.14 | 19.14 | 37.45 | 23.99 | 37.45 | 23.99 | 37.45 | 23.99 | 23.99 | 23.99 | 23.99 | 5.31 | 18.68 | 18.68 | 18.68 | 23.99 | 23.99 | 23.99 | 5.03 | 18.96 | 18.96 | 18.96
2020-01-22 15:00 | 67.264 | -23.381 | 6.723 | 83.922 | 46.79 | 17 | 46.79 | 17 | 46.79 | 17 | 0 | 60.5 | 51 | 756 | 36.9 | 80 | -30 | 34.9 | 6.764 | 0 | 6.764 | LONG | LONG |  | 17 |  | 17 |  | 17 | 36.9 | 17 | 36.9 | 17 | 36.9 | 17 | 17 | 17 | 17 | 4.85 | 12.15 | 12.15 | 12.15 | 35.9 | 17 | 35.9 | 17 | 35.9 | 17 | 17 | 17 | 17 | 5.31 | 11.69 | 11.69 | 11.69 | 17 | 17 | 17 | 5.03 | 11.97 | 11.97 | 11.97
2020-01-22 16:00 | 38.001 | -43.578 | 14.419 | 67.16 | 51.14 | 17.72 | 51.14 | 17.72 | 51.14 | 17.72 | 0 | 50 | 11 | 693 | 36.9 | 80 | -30 | 34.9 | -11.999 | 11.999 | 0 | LONG | LONG |  | 17.72 |  | 17.72 |  | 17.72 | 36.9 | 17.72 | 36.9 | 17.72 | 36.9 | 17.72 | 17.72 | 17.72 | 17.72 | 4.85 | 12.87 | 12.87 | 12.87 | 35.9 | 17.72 | 35.9 | 17.72 | 35.9 | 17.72 | 17.72 | 17.72 | 17.72 | 5.31 | 12.41 | 12.41 | 12.41 | 17.72 | 17.72 | 17.72 | 5.03 | 12.69 | 12.69 | 12.69
2020-01-22 17:00 | -75.831 | -89.431 | -12.318 | 25.918 | 65.1 | 54.29 | 65.1 | 54.29 | 65.1 | 54.29 | 39.2 | 0 | 25 | 654 | 36.9 | 80 | -30 | 34.9 | -36.631 | 36.631 | 0 | SHORT | SHORT | 65.1 |  | 65.1 |  | 65.1 |  | 65.1 | 34.9 | 65.1 | 34.9 | 65.1 | 34.9 | 65.1 | 65.1 | 65.1 | 4.85 | 69.95 | 69.95 | 69.95 | 65.1 | 35.9 | 65.1 | 35.9 | 65.1 | 35.9 | 65.1 | 65.1 | 65.1 | 5.31 | 70.41 | 70.41 | 70.41 | 65.1 | 65.1 | 65.1 | 5.03 | 70.13 | 70.13 | 70.13
2020-01-22 18:00 | -88.668 | -86.884 | -17.566 | 15.782 | 80 | 60.58 | 80 | 60.58 | 80 | 60.58 | 53.167 | 0 | 29 | 644 | 36.9 | 80 | -30 | 34.9 | -35.501 | 35.501 | 0 | SHORT | SHORT | 80 |  | 80 |  | 80 |  | 80 | 34.9 | 80 | 34.9 | 80 | 34.9 | 80 | 80 | 80 | 4.85 | 84.85 | 84.85 | 84.85 | 80 | 35.9 | 80 | 35.9 | 80 | 35.9 | 80 | 80 | 80 | 5.31 | 85.31 | 85.31 | 85.31 | 80 | 80 | 80 | 5.03 | 85.03 | 85.03 | 85.03
2020-01-22 19:00 | -33.962 | -31.675 | -24.189 | 21.902 | 80 | 63.53 | 80 | 63.53 | 80 | 63.53 | 29 | 0 | 29 | 644 | 36.9 | 80 | -30 | 34.9 | -4.962 | 4.962 | 0 | SHORT | SHORT | 80 |  | 80 |  | 80 |  | 80 | 34.9 | 80 | 34.9 | 80 | 34.9 | 80 | 80 | 80 | 4.85 | 84.85 | 84.85 | 84.85 | 80 | 35.9 | 80 | 35.9 | 80 | 35.9 | 80 | 80 | 80 | 5.31 | 85.31 | 85.31 | 85.31 | 80 | 80 | 80 | 5.03 | 85.03 | 85.03 | 85.03
2020-01-22 20:00 | 4.772 | 28.725 | -2.173 | -21.78 | 45.9 | 24.4 | 45.9 | 24.4 | 45.9 | 24.4 | 12 | 17.084 | 90 | 727 | 36.9 | 94 | -30 | 34.9 | -0.312 | 0.312 | 0 | LONG | LONG |  | 24.4 |  | 24.4 |  | 24.4 | 36.9 | 24.4 | 36.9 | 24.4 | 36.9 | 24.4 | 24.4 | 24.4 | 24.4 | 4.85 | 19.55 | 19.55 | 19.55 | 35.9 | 24.4 | 35.9 | 24.4 | 35.9 | 24.4 | 24.4 | 24.4 | 24.4 | 5.31 | 19.09 | 19.09 | 19.09 | 24.4 | 24.4 | 24.4 | 5.03 | 19.37 | 19.37 | 19.37
2020-01-22 21:00 | -90.106 | -0.045 | -20.597 | -69.464 | 57 | 46.79 | 57 | 46.79 | 57 | 46.79 | 70.8 | 0 | 320 | 383 | 43 | 94 | -3.37 | 40.9 | -19.306 | 19.306 | 0 | SHORT | SHORT | 57 |  | 57 |  | 57 |  | 57 | 40.9 | 57 | 40.9 | 57 | 40.9 | 57 | 57 | 57 | 4.85 | 61.85 | 61.85 | 61.85 | 57 | 41.95 | 57 | 41.95 | 57 | 41.95 | 57 | 57 | 57 | 5.31 | 62.31 | 62.31 | 62.31 | 57 | 57 | 57 | 5.03 | 62.03 | 62.03 | 62.03
2020-01-22 22:00 | -77.047 | -11.386 | -9.082 | -56.579 | 57 | 36.71 | 57 | 36.71 | 57 | 36.71 | 81.333 | 0 | 320 | 383 | 43 | 94 | -3.37 | 40.9 | 4.286 | 0 | 4.286 | SHORT | SHORT | 57 |  | 57 |  | 57 |  | 57 | 40.9 | 57 | 40.9 | 57 | 40.9 | 57 | 57 | 57 | 4.85 | 61.85 | 61.85 | 61.85 | 57 | 41.95 | 57 | 41.95 | 57 | 41.95 | 57 | 57 | 57 | 5.31 | 62.31 | 62.31 | 62.31 | 57 | 57 | 57 | 5.03 | 62.03 | 62.03 | 62.03
2020-01-22 23:00 | -19.714 | 23.961 | -21.091 | -22.584 | 52 | 21.71 | 52 | 21.71 | 52 | 21.71 | 17.167 | 0 | 338 | 381 | 43 | 95 | -3.37 | 40.9 | -2.547 | 2.547 | 0 | SHORT | SHORT | 52 |  | 52 |  | 52 |  | 52 | 40.9 | 52 | 40.9 | 52 | 40.9 | 52 | 52 | 52 | 4.85 | 56.85 | 56.85 | 56.85 | 52 | 41.95 | 52 | 41.95 | 52 | 41.95 | 52 | 52 | 52 | 5.31 | 57.31 | 57.31 | 57.31 | 52 | 52 | 52 | 5.03 | 57.03 | 57.03 | 57.03
2020-01-23 | 21.138 | 21.612 | -13.587 | 13.113 | 21.37 | 21.37 | 21.37 | 21.37 | 21.37 | 21.37 | 0 | 0 | 288 | 2 | 43 | 95 | 34.9 | 40.9 | 21.138 | 0 | 21.138 | LONG | LONG | [6 empty] | 43 | 40.9 | 43 | 40.9 | 43 | 40.9 | 40.9 | 40.9 | 40.9 | 4.85 | 36.05 | 36.05 | 36.05 | 41.95 | 41.95 | 41.95 | 41.95 | 41.95 | 41.95 | 41.95 | 41.95 | 41.95 | 5.31 | 36.64 | 36.64 | 36.64 | 21.37 | 21.37 | 21.37 | 5.03 | 16.34 | 16.34 | 16.34
2020-01-23 01:00 | -87.758 | 7.005 | -18.675 | -76.088 | 95 | 20.76 | 95 | 20.76 | 95 | 20.76 | 92.5 | 0 | 288 | 446 | 43 | 95 | 5.39 | 12.39 | 4.742 | 0 | 4.742 | SHORT | SHORT | 95 |  | 95 |  | 95 |  | 95 | 12.39 | 95 | 12.39 | 95 | 12.39 | 95 | 95 | 95 | 4.85 | 99.85 | 99.85 | 99.85 | 95 | 27.7 | 95 | 27.7 | 95 | 27.7 | 95 | 95 | 95 | 5.31 | 100.31 | 100.31 | 100.31 | 95 | 95 | 95 | 5.03 | 100.03 | 100.03 | 100.03
2020-01-23 02:00 | -34.338 | 7.385 | -14.113 | -27.61 | 55 | 20.57 | 55 | 20.57 | 55 | 20.57 | 36.5 | 0 | 288 | 446 | 43 | 95 | 5.39 | 12.39 | 2.162 | 0 | 2.162 | SHORT | SHORT | 55 |  | 55 |  | 55 |  | 55 | 12.39 | 55 | 12.39 | 55 | 12.39 | 55 | 55 | 55 | 4.85 | 59.85 | 59.85 | 59.85 | 55 | 27.7 | 55 | 27.7 | 55 | 27.7 | 55 | 55 | 55 | 5.31 | 60.31 | 60.31 | 60.31 | 55 | 55 | 55 | 5.03 | 60.03 | 60.03 | 60.03
2020-01-23 03:00 | -30.569 | -9.905 | -9.903 | -10.761 | 52 | 20.45 | 52 | 20.45 | 52 | 20.45 | 24 | 0 | 288 | 446 | 43 | 95 | 5.39 | 12.39 | -6.569 | 6.569 | 0 | SHORT | SHORT | 52 |  | 52 |  | 52 |  | 52 | 12.39 | 52 | 12.39 | 52 | 12.39 | 52 | 52 | 52 | 4.85 | 56.85 | 56.85 | 56.85 | 52 | 27.7 | 52 | 27.7 | 52 | 27.7 | 52 | 52 | 52 | 5.31 | 57.31 | 57.31 | 57.31 | 52 | 52 | 52 | 5.03 | 57.03 | 57.03 | 57.03
2020-01-23 04:00 | -21.485 | -16.114 | -13.198 | 7.827 | 52 | 20.47 | 52 | 20.47 | 52 | 20.47 | 24 | 0 | 288 | 444 | 43 | 95 | 5.39 | 12.39 | 2.515 | 0 | 2.515 | SHORT | SHORT | 52 |  | 52 |  | 52 |  | 52 | 12.39 | 52 | 12.39 | 52 | 12.39 | 52 | 52 | 52 | 4.85 | 56.85 | 56.85 | 56.85 | 52 | 27.7 | 52 | 27.7 | 52 | 27.7 | 52 | 52 | 52 | 5.31 | 57.31 | 57.31 | 57.31 | 52 | 52 | 52 | 5.03 | 57.03 | 57.03 | 57.03
2020-01-23 05:00 | 17.43 | 14.236 | -21.915 | 25.109 | 21.06 | 21.06 | 21.06 | 21.06 | 21.06 | 21.06 | 0 | 0 | 288 | 444 | 43 | 95 | 5.39 | 12.39 | 17.43 | 0 | 17.43 | LONG | LONG | [6 empty] | 43 | 12.39 | 43 | 12.39 | 43 | 12.39 | 12.39 | 12.39 | 12.39 | 4.85 | 7.54 | 7.54 | 7.54 | 27.7 | 27.7 | 27.7 | 27.7 | 27.7 | 27.7 | 27.7 | 27.7 | 27.7 | 5.31 | 22.39 | 22.39 | 22.39 | 21.06 | 21.06 | 21.06 | 5.03 | 16.03 | 16.03 | 16.03
2020-01-23 06:00 | 122.487 | 93.778 | -11.49 | 40.199 | 48.01 | 20 | 48.01 | 20 | 48.01 | 20 | 0 | 88.533 | 265 | 432 | 43 | 95 | 1 | 41 | 33.954 | 0 | 33.954 | LONG | LONG |  | 20 |  | 20 |  | 20 | 43 | 20 | 43 | 20 | 43 | 20 | 20 | 20 | 20 | 4.85 | 15.15 | 15.15 | 15.15 | 42 | 20 | 42 | 20 | 42 | 20 | 20 | 20 | 20 | 5.31 | 14.69 | 14.69 | 14.69 | 20 | 20 | 20 | 5.03 | 14.97 | 14.97 | 14.97
2020-01-23 07:00 | 22.971 | 20.322 | -42.171 | 44.82 | 63.27 | 63.27 | 63.27 | 63.27 | 63.27 | 63.27 | 0 | 14.5 | 99 | 254 | 38.6 | 95 | -30 | 36.6 | 8.471 | 0 | 8.471 | LONG | LONG |  | 63.27 |  | 63.27 |  | 63.27 | 38.6 | 63.27 | 38.6 | 63.27 | 38.6 | 63.27 | 63.27 | 63.27 | 63.27 | 4.85 | 58.42 | 58.42 | 58.42 | 37.6 | 63.27 | 37.6 | 63.27 | 37.6 | 63.27 | 63.27 | 63.27 | 63.27 | 5.31 | 57.96 | 57.96 | 57.96 | 63.27 | 63.27 | 63.27 | 5.03 | 58.24 | 58.24 | 58.24
2020-01-23 08:00 | 76.682 | 17.495 | 7.792 | 51.395 | 121.03 | 28 | 121.03 | 28 | 121.03 | 28 | 0 | 65.784 | 185 | 640 | 90 | 150 | -30 | 35 | 10.898 | 0 | 10.898 | LONG | LONG |  | 28 |  | 28 |  | 28 | 90 | 28 | 90 | 28 | 90 | 28 | 28 | 28 | 28 | 4.85 | 23.15 | 23.15 | 23.15 | 62.5 | 28 | 62.5 | 28 | 62.5 | 28 | 28 | 28 | 28 | 5.31 | 22.69 | 22.69 | 22.69 | 28 | 28 | 28 | 5.03 | 22.97 | 22.97 | 22.97
2020-01-23 09:00 | 11.354 | -9.915 | -15.833 | 37.102 | 66.62 | 66.62 | 66.62 | 66.62 | 66.62 | 66.62 | 0 | 0 | 173 | 691 | 78.9 | 95 | -40 | 35 | 11.354 | 0 | 11.354 | LONG | LONG | [6 empty] | 78.9 | 35 | 78.9 | 35 | 78.9 | 35 | 35 | 35 | 35 | 4.85 | 30.15 | 30.15 | 30.15 | 56.95 | 56.95 | 56.95 | 56.95 | 56.95 | 56.95 | 56.95 | 56.95 | 56.95 | 5.31 | 51.64 | 51.64 | 51.64 | 66.62 | 66.62 | 66.62 | 5.03 | 61.59 | 61.59 | 61.59
2020-01-23 10:00 | 17.284 | -20.311 | 3.232 | 34.363 | 63.3 | 63.3 | 63.3 | 63.3 | 63.3 | 63.3 | 0 | 0 | 101 | 686 | 73.3 | 95 | -30 | 35 | 17.284 | 0 | 17.284 | LONG | LONG | [6 empty] | 73.3 | 35 | 73.3 | 35 | 73.3 | 35 | 35 | 35 | 35 | 4.85 | 30.15 | 30.15 | 30.15 | 54.15 | 54.15 | 54.15 | 54.15 | 54.15 | 54.15 | 54.15 | 54.15 | 54.15 | 5.31 | 48.84 | 48.84 | 48.84 | 63.3 | 63.3 | 63.3 | 5.03 | 58.27 | 58.27 | 58.27
2020-01-23 11:00 | 26.901 | -35.596 | 8.91 | 53.587 | 58.65 | 58.65 | 58.65 | 58.65 | 58.65 | 58.65 | 0 | 0 | 156 | 671 | 68.65 | 95 | -30 | 35 | 26.901 | 0 | 26.901 | LONG | LONG | [6 empty] | 68.65 | 35 | 68.65 | 35 | 68.65 | 35 | 35 | 35 | 35 | 4.85 | 30.15 | 30.15 | 30.15 | 51.83 | 51.83 | 51.83 | 51.83 | 51.83 | 51.83 | 51.83 | 51.83 | 51.83 | 5.31 | 46.52 | 46.52 | 46.52 | 58.65 | 58.65 | 58.65 | 5.03 | 53.62 | 53.62 | 53.62
2020-01-23 12:00 | 112.822 | 16.482 | 16.595 | 79.745 | 56.04 | 1 | 56.04 | 1 | 56.04 | 1 | 0 | 104.666 | 156 | 277 | 37 | 95 | -30 | 35 | 8.156 | 0 | 8.156 | LONG | LONG |  | 1 |  | 1 |  | 1 | 37 | 1 | 37 | 1 | 37 | 1 | 1 | 1 | 1 | 4.85 | -3.85 | -3.85 | -3.85 | 36 | 1 | 36 | 1 | 36 | 1 | 1 | 1 | 1 | 5.31 | -4.31 | -4.31 | -4.31 | 1 | 1 | 1 | 5.03 | -4.03 | -4.03 | -4.03
2020-01-23 13:00 | 145.463 | 15.127 | 25.879 | 104.457 | 45.73 | 1 | 45.73 | 1 | 45.73 | 1 | 0 | 123.999 | 379 | 436 | 37 | 100 | -30 | 35 | 21.464 | 0 | 21.464 | LONG | LONG |  | 1 |  | 1 |  | 1 | 37 | 1 | 37 | 1 | 37 | 1 | 1 | 1 | 1 | 4.85 | -3.85 | -3.85 | -3.85 | 36 | 1 | 36 | 1 | 36 | 1 | 1 | 1 | 1 | 5.31 | -4.31 | -4.31 | -4.31 | 1 | 1 | 1 | 5.03 | -4.03 | -4.03 | -4.03
2020-01-23 14:00 | 127.012 | 13.101 | 33.52 | 80.391 | 39.83 | 19 | 39.83 | 19 | 39.83 | 19 | 0 | 114.75 | 422 | 435 | 37 | 100 | -30 | 35 | 12.262 | 0 | 12.262 | LONG | LONG |  | 19 |  | 19 |  | 19 | 37 | 19 | 37 | 19 | 37 | 19 | 19 | 19 | 19 | 4.85 | 14.15 | 14.15 | 14.15 | 36 | 19 | 36 | 19 | 36 | 19 | 19 | 19 | 19 | 5.31 | 13.69 | 13.69 | 13.69 | 19 | 19 | 19 | 5.03 | 13.97 | 13.97 | 13.97
2020-01-23 15:00 | 69.412 | -32.561 | 39.62 | 62.353 | 39.55 | 23.92 | 39.55 | 23.92 | 39.55 | 23.92 | 0 | 54.583 | 221 | 242 | 37 | 95 | 1 | 35 | 14.829 | 0 | 14.829 | LONG | LONG |  | 23.92 |  | 23.92 |  | 23.92 | 37 | 23.92 | 37 | 23.92 | 37 | 23.92 | 23.92 | 23.92 | 23.92 | 4.85 | 19.07 | 19.07 | 19.07 | 36 | 23.92 | 36 | 23.92 | 36 | 23.92 | 23.92 | 23.92 | 23.92 | 5.31 | 18.61 | 18.61 | 18.61 | 23.92 | 23.92 | 23.92 | 5.03 | 18.89 | 18.89 | 18.89
2020-01-23 16:00 | 102.711 | -42.098 | 54.261 | 90.548 | 43.74 | 18.5 | 43.74 | 18.5 | 43.74 | 18.5 | 0 | 85.416 | 357 | 520 | 51 | 100 | -30 | 35 | 17.295 | 0 | 17.295 | LONG | LONG |  | 18.5 |  | 18.5 |  | 18.5 | 51 | 18.5 | 51 | 18.5 | 51 | 18.5 | 18.5 | 18.5 | 18.5 | 4.85 | 13.65 | 13.65 | 13.65 | 43 | 18.5 | 43 | 18.5 | 43 | 18.5 | 18.5 | 18.5 | 18.5 | 5.31 | 13.19 | 13.19 | 13.19 | 18.5 | 18.5 | 18.5 | 5.03 | 13.47 | 13.47 | 13.47
2020-01-23 17:00 | 22.245 | -50.658 | 7.771 | 65.132 | 90 | 46.74 | 90 | 46.74 | 90 | 46.74 | 7.833 | 25 | 347 | 477 | 37 | 100 | -30 | 35 | 5.078 | 0 | 5.078 | LONG | LONG |  | 46.74 |  | 46.74 |  | 46.74 | 37 | 46.74 | 37 | 46.74 | 37 | 46.74 | 46.74 | 46.74 | 46.74 | 4.85 | 41.89 | 41.89 | 41.89 | 36 | 46.74 | 36 | 46.74 | 36 | 46.74 | 46.74 | 46.74 | 46.74 | 5.31 | 41.43 | 41.43 | 41.43 | 46.74 | 46.74 | 46.74 | 5.03 | 41.71 | 41.71 | 41.71
2020-01-23 18:00 | 36.014 | -9.745 | 2.006 | 43.753 | 43.73 | 35 | 43.73 | 35 | 43.73 | 35 | 0 | 25.667 | 390 | 425 | 51.5 | 100 | 1 | 35 | 10.347 | 0 | 10.347 | LONG | LONG |  | 35 |  | 35 |  | 35 | 51.5 | 35 | 51.5 | 35 | 51.5 | 35 | 35 | 35 | 35 | 4.85 | 30.15 | 30.15 | 30.15 | 43.25 | 35 | 43.25 | 35 | 43.25 | 35 | 35 | 35 | 35 | 5.31 | 29.69 | 29.69 | 29.69 | 35 | 35 | 35 | 5.03 | 29.97 | 29.97 | 29.97
2020-01-23 19:00 | 89.745 | 33.89 | 19.159 | 36.696 | 43.48 | 1 | 43.48 | 1 | 43.48 | 1 | 0 | 65.25 | 390 | 418 | 51.2 | 100 | 1 | 35 | 24.495 | 0 | 24.495 | LONG | LONG |  | 1 |  | 1 |  | 1 | 51.2 | 1 | 51.2 | 1 | 51.2 | 1 | 1 | 1 | 1 | 4.85 | -3.85 | -3.85 | -3.85 | 43.1 | 1 | 43.1 | 1 | 43.1 | 1 | 1 | 1 | 1 | 5.31 | -4.31 | -4.31 | -4.31 | 1 | 1 | 1 | 5.03 | -4.03 | -4.03 | -4.03
2020-01-23 20:00 | 94.247 | 2.53 | 22.783 | 68.934 | 21.07 | 15.6 | 21.07 | 15.6 | 21.07 | 15.6 | 0 | 78.333 | 504 | 433 | 31.07 | 100 | 1 | 36.6 | 15.914 | 0 | 15.914 | LONG | LONG |  | 15.6 |  | 15.6 |  | 15.6 | 31.07 | 15.6 | 31.07 | 15.6 | 31.07 | 15.6 | 15.6 | 15.6 | 15.6 | 4.85 | 10.75 | 10.75 | 10.75 | 33.84 | 15.6 | 33.84 | 15.6 | 33.84 | 15.6 | 15.6 | 15.6 | 15.6 | 5.31 | 10.29 | 10.29 | 10.29 | 15.6 | 15.6 | 15.6 | 5.03 | 10.57 | 10.57 | 10.57
2020-01-23 21:00 | 67.905 | -10.454 | 8.793 | 69.566 | 21.02 | 17 | 21.02 | 17 | 21.02 | 17 | 0 | 51 | 486 | 382 | 31.02 | 100 | 1 | 41 | 16.905 | 0 | 16.905 | LONG | LONG |  | 17 |  | 17 |  | 17 | 31.02 | 17 | 31.02 | 17 | 31.02 | 17 | 17 | 17 | 17 | 4.85 | 12.15 | 12.15 | 12.15 | 36.01 | 17 | 36.01 | 17 | 36.01 | 17 | 17 | 17 | 17 | 5.31 | 11.69 | 11.69 | 11.69 | 17 | 17 | 17 | 5.03 | 11.97 | 11.97 | 11.97
2020-01-23 22:00 | 77.945 | 19.289 | 4.278 | 54.378 | 19.79 | 17 | 19.79 | 17 | 19.79 | 17 | 0 | 50 | 504 | 363 | 29.79 | 100 | 1 | 5.39 | 27.945 | 0 | 27.945 | LONG | LONG |  | 17 |  | 17 |  | 17 | 29.79 | 17 | 29.79 | 17 | 29.79 | 17 | 17 | 17 | 17 | 4.85 | 12.15 | 12.15 | 12.15 | 17.59 | 17 | 17.59 | 17 | 17.59 | 17 | 17 | 17 | 17 | 5.31 | 11.69 | 11.69 | 11.69 | 17 | 17 | 17 | 5.03 | 11.97 | 11.97 | 11.97
2020-01-23 23:00 | 61.799 | 25.476 | -0.144 | 36.467 | 18.47 | 17 | 18.47 | 17 | 18.47 | 17 | 0 | 50 | 503 | 223 | 43 | 100 | 5.39 | 5.39 | 11.799 | 0 | 11.799 | LONG | LONG |  | 17 |  | 17 |  | 17 | 43 | 17 | 43 | 17 | 43 | 17 | 17 | 17 | 17 | 4.85 | 12.15 | 12.15 | 12.15 | 24.2 | 17 | 24.2 | 17 | 24.2 | 17 | 17 | 17 | 17 | 5.31 | 11.69 | 11.69 | 11.69 | 17 | 17 | 17 | 5.03 | 11.97 | 11.97 | 11.97
2020-01-24 | 84.123 | 21.569 | 6.579 | 55.975 | 16.94 | 16.94 | 16.94 | 16.94 | 16.94 | 16.94 | 0 | 50 | 313 | 313 | 42.7 | 95 | -1.87 | 1 | 34.123 | 0 | 34.123 | LONG | LONG |  | 16.94 |  | 16.94 |  | 16.94 | 42.7 | 16.94 | 42.7 | 16.94 | 42.7 | 16.94 | 16.94 | 16.94 | 16.94 | 4.85 | 12.09 | 12.09 | 12.09 | 21.85 | 16.94 | 21.85 | 16.94 | 21.85 | 16.94 | 16.94 | 16.94 | 16.94 | 5.31 | 11.63 | 11.63 | 11.63 | 16.94 | 16.94 | 16.94 | 5.03 | 11.91 | 11.91 | 11.91
2020-01-24 01:00 | 46.667 | 57.505 | 9.046 | -19.884 | 16.71 | 16.71 | 16.71 | 16.71 | 16.71 | 16.71 | 0 | 12.5 | 313 | 0 | 42.7 | 95 | 0 | 0 | 34.167 | 0 | 34.167 | LONG | LONG |  | 16.71 |  | 16.71 |  | 16.71 | 42.7 | 16.71 | 42.7 | 16.71 | 42.7 | 16.71 | 16.71 | 16.71 | 16.71 | 4.85 | 11.86 | 11.86 | 11.86 | 21.35 | 16.71 | 21.35 | 16.71 | 21.35 | 16.71 | 16.71 | 16.71 | 16.71 | 5.31 | 11.4 | 11.4 | 11.4 | 16.71 | 16.71 | 16.71 | 5.03 | 11.68 | 11.68 | 11.68
2020-01-24 02:00 | 60.513 | 50.767 | 17.389 | -7.643 | 16.95 | 16.95 | 16.95 | 16.95 | 16.95 | 16.95 | 0 | 0 | 313 | 0 | 42.7 | 95 | 0 | 0 | 60.513 | 0 | 60.513 | LONG | LONG | [6 empty] | 42.7 | 0 | 42.7 | 0 | 42.7 | 0 | 0 | 0 | 0 | 4.85 | -4.85 | -4.85 | -4.85 | 21.35 | 21.35 | 21.35 | 21.35 | 21.35 | 21.35 | 21.35 | 21.35 | 21.35 | 5.31 | 16.04 | 16.04 | 16.04 | 16.95 | 16.95 | 16.95 | 5.03 | 11.92 | 11.92 | 11.92
2020-01-24 03:00 | 106.36 | 66.814 | 34.713 | 4.833 | 16.64 | 16.64 | 16.64 | 16.64 | 16.64 | 16.64 | 0 | 57.5 | 313 | 0 | 42.7 | 95 | 0 | 0 | 48.86 | 0 | 48.86 | LONG | LONG |  | 16.64 |  | 16.64 |  | 16.64 | 42.7 | 16.64 | 42.7 | 16.64 | 42.7 | 16.64 | 16.64 | 16.64 | 16.64 | 4.85 | 11.79 | 11.79 | 11.79 | 21.35 | 16.64 | 21.35 | 16.64 | 21.35 | 16.64 | 16.64 | 16.64 | 16.64 | 5.31 | 11.33 | 11.33 | 11.33 | 16.64 | 16.64 | 16.64 | 5.03 | 11.61 | 11.61 | 11.61
2020-01-24 04:00 | 112.551 | 51.485 | 44.294 | 16.772 | 16.81 | 16.81 | 16.81 | 16.81 | 16.81 | 16.81 | 0 | 79.167 | 313 | 0 | 42.7 | 95 | 0 | 0 | 33.384 | 0 | 33.384 | LONG | LONG |  | 16.81 |  | 16.81 |  | 16.81 | 42.7 | 16.81 | 42.7 | 16.81 | 42.7 | 16.81 | 16.81 | 16.81 | 16.81 | 4.85 | 11.96 | 11.96 | 11.96 | 21.35 | 16.81 | 21.35 | 16.81 | 21.35 | 16.81 | 16.81 | 16.81 | 16.81 | 5.31 | 11.5 | 11.5 | 11.5 | 16.81 | 16.81 | 16.81 | 5.03 | 11.78 | 11.78 | 11.78
2020-01-24 05:00 | 111.774 | 50.489 | 31.494 | 29.791 | 17.96 | 17.96 | 17.96 | 17.96 | 17.96 | 17.96 | 0 | 45.8 | 313 | 0 | 42.7 | 95 | 0 | 0 | 65.974 | 0 | 65.974 | LONG | LONG |  | 17.96 |  | 17.96 |  | 17.96 | 42.7 | 17.96 | 42.7 | 17.96 | 42.7 | 17.96 | 17.96 | 17.96 | 17.96 | 4.85 | 13.11 | 13.11 | 13.11 | 21.35 | 17.96 | 21.35 | 17.96 | 21.35 | 17.96 | 17.96 | 17.96 | 17.96 | 5.31 | 12.65 | 12.65 | 12.65 | 17.96 | 17.96 | 17.96 | 5.03 | 12.93 | 12.93 | 12.93
2020-01-24 06:00 | 98.677 | 67.755 | 27.382 | 3.54 | 19.04 | 19.04 | 19.04 | 19.04 | 19.04 | 19.04 | 0 | 0 | 313 | 90 | 42.7 | 95 | 1 | 1 | 98.677 | 0 | 98.677 | LONG | LONG | [6 empty] | 42.7 | 1 | 42.7 | 1 | 42.7 | 1 | 1 | 1 | 1 | 4.85 | -3.85 | -3.85 | -3.85 | 21.85 | 21.85 | 21.85 | 21.85 | 21.85 | 21.85 | 21.85 | 21.85 | 21.85 | 5.31 | 16.54 | 16.54 | 16.54 | 19.04 | 19.04 | 19.04 | 5.03 | 14.01 | 14.01 | 14.01
2020-01-24 07:00 | 21.212 | 1.252 | 24.107 | -4.147 | 62 | 28.54 | 62 | 28.54 | 62 | 28.54 | 26.666 | 0 | 315 | 450 | 50 | 95 | -1.87 | 25.8 | 47.878 | 0 | 47.878 | SHORT | LONG | 62 |  | 62 |  | 62 |  | 62 | 25.8 | 62 | 25.8 | 62 | 25.8 | 62 | 62 | 62 | 4.85 | 66.85 | 66.85 | 66.85 | 62 | 37.9 | 62 | 37.9 | 62 | 37.9 | 62 | 62 | 62 | 5.31 | 67.31 | 67.31 | 67.31 | 28.54 | 28.54 | 28.54 | 5.03 | 23.51 | 23.51 | 23.51
2020-01-24 08:00 | -15.039 | 36.309 | -39.076 | -12.272 | 62 | 28.57 | 62 | 28.57 | 62 | 28.57 | 8.5 | 0 | 555 | 432 | 40 | 95 | -30 | 25.9 | -6.539 | 6.539 | 0 | SHORT | SHORT | 62 |  | 62 |  | 62 |  | 62 | 25.9 | 62 | 25.9 | 62 | 25.9 | 62 | 62 | 62 | 4.85 | 66.85 | 66.85 | 66.85 | 62 | 32.95 | 62 | 32.95 | 62 | 32.95 | 62 | 62 | 62 | 5.31 | 67.31 | 67.31 | 67.31 | 62 | 62 | 62 | 5.03 | 67.03 | 67.03 | 67.03
2020-01-24 09:00 | 42.741 | 65.276 | -0.513 | -22.022 | 24.3 | 22.4 | 24.3 | 22.4 | 24.3 | 22.4 | 0 | 32.5 | 651 | 388 | 34.3 | 95 | -1.87 | 22.4 | 10.241 | 0 | 10.241 | LONG | LONG |  | 22.4 |  | 22.4 |  | 22.4 | 34.3 | 22.4 | 34.3 | 22.4 | 34.3 | 22.4 | 22.4 | 22.4 | 22.4 | 4.85 | 17.55 | 17.55 | 17.55 | 28.35 | 22.4 | 28.35 | 22.4 | 28.35 | 22.4 | 22.4 | 22.4 | 22.4 | 5.31 | 17.09 | 17.09 | 17.09 | 22.4 | 22.4 | 22.4 | 5.03 | 17.37 | 17.37 | 17.37
2020-01-24 10:00 | 12.404 | 64.895 | -3.741 | -48.75 | 21.4 | 28.9 | 21.4 | 28.9 | 21.4 | 28.9 | 0 | 14 | 579 | 452 | 31.4 | 95 | -1.87 | 36.4 | -1.596 | 1.596 | 0 | LONG | LONG |  | 28.9 |  | 28.9 |  | 28.9 | 31.4 | 28.9 | 31.4 | 28.9 | 31.4 | 28.9 | 28.9 | 28.9 | 28.9 | 4.85 | 24.05 | 24.05 | 24.05 | 33.9 | 28.9 | 33.9 | 28.9 | 33.9 | 28.9 | 28.9 | 28.9 | 28.9 | 5.31 | 23.59 | 23.59 | 23.59 | 28.9 | 28.9 | 28.9 | 5.03 | 23.87 | 23.87 | 23.87
2020-01-24 11:00 | -19.596 | 33.432 | -5.057 | -47.971 | 70 | 34.7 | 70 | 34.7 | 70 | 34.7 | 73.5 | 9.334 | 558 | 452 | 38.56 | 95 | -1.87 | 40.7 | 44.57 | 0 | 44.57 | SHORT | SHORT | 70 |  | 70 |  | 70 |  | 70 | 40.7 | 70 | 40.7 | 70 | 40.7 | 70 | 70 | 70 | 4.85 | 74.85 | 74.85 | 74.85 | 70 | 39.63 | 70 | 39.63 | 70 | 39.63 | 70 | 70 | 70 | 5.31 | 75.31 | 75.31 | 75.31 | 70 | 70 | 70 | 5.03 | 75.03 | 75.03 | 75.03
2020-01-24 12:00 | -73.133 | -23.431 | -2.288 | -47.414 | 75 | 28.54 | 75 | 28.54 | 75 | 28.54 | 51.333 | 0 | 595 | 452 | 37.6 | 95 | -1.87 | 35.6 | -21.8 | 21.8 | 0 | SHORT | SHORT | 75 |  | 75 |  | 75 |  | 75 | 35.6 | 75 | 35.6 | 75 | 35.6 | 75 | 75 | 75 | 4.85 | 79.85 | 79.85 | 79.85 | 75 | 36.6 | 75 | 36.6 | 75 | 36.6 | 75 | 75 | 75 | 5.31 | 80.31 | 80.31 | 80.31 | 75 | 75 | 75 | 5.03 | 80.03 | 80.03 | 80.03
2020-01-24 13:00 | -33.11 | 35.428 | -6.402 | -62.136 | 51.6 | 28.5 | 51.6 | 28.5 | 51.6 | 28.5 | 46 | 0 | 676 | 454 | 37.6 | 95 | -1.87 | 35.6 | 12.89 | 0 | 12.89 | SHORT | SHORT | 51.6 |  | 51.6 |  | 51.6 |  | 51.6 | 35.6 | 51.6 | 35.6 | 51.6 | 35.6 | 51.6 | 51.6 | 51.6 | 4.85 | 56.45 | 56.45 | 56.45 | 51.6 | 36.6 | 51.6 | 36.6 | 51.6 | 36.6 | 51.6 | 51.6 | 51.6 | 5.31 | 56.91 | 56.91 | 56.91 | 51.6 | 51.6 | 51.6 | 5.03 | 56.63 | 56.63 | 56.63
2020-01-24 14:00 | 4.818 | 55.398 | 6.499 | -57.079 | 42.45 | 42.45 | 42.45 | 42.45 | 42.45 | 42.45 | 0 | 0 | 610 | 499 | 41.7 | 95 | -40 | 35.6 | 4.818 | 0 | 4.818 | LONG | LONG | [6 empty] | 41.7 | 35.6 | 41.7 | 35.6 | 41.7 | 35.6 | 35.6 | 35.6 | 35.6 | 4.85 | 30.75 | 30.75 | 30.75 | 38.65 | 38.65 | 38.65 | 38.65 | 38.65 | 38.65 | 38.65 | 38.65 | 38.65 | 5.31 | 33.34 | 33.34 | 33.34 | 42.45 | 42.45 | 42.45 | 5.03 | 37.42 | 37.42 | 37.42
2020-01-24 15:00 | -10.453 | 41.132 | 9.647 | -61.232 | 90 | 34.89 | 90 | 34.89 | 90 | 34.89 | 18.783 | 0 | 605 | 512 | 44.89 | 95 | -40 | 35.6 | 8.33 | 0 | 8.33 | SHORT | SHORT | 90 |  | 90 |  | 90 |  | 90 | 35.6 | 90 | 35.6 | 90 | 35.6 | 90 | 90 | 90 | 4.85 | 94.85 | 94.85 | 94.85 | 90 | 40.25 | 90 | 40.25 | 90 | 40.25 | 90 | 90 | 90 | 5.31 | 95.31 | 95.31 | 95.31 | 90 | 90 | 90 | 5.03 | 95.03 | 95.03 | 95.03
2020-01-24 16:00 | -26.229 | -16.209 | 26.177 | -36.197 | 38.3 | 31.95 | 38.3 | 31.95 | 38.3 | 31.95 | 28 | 0 | 369 | 483 | 37.3 | 95 | -40 | 34.8 | 1.771 | 0 | 1.771 | SHORT | SHORT | 38.3 |  | 38.3 |  | 38.3 |  | 38.3 | 34.8 | 38.3 | 34.8 | 38.3 | 34.8 | 38.3 | 38.3 | 38.3 | 4.85 | 43.15 | 43.15 | 43.15 | 38.3 | 36.05 | 38.3 | 36.05 | 38.3 | 36.05 | 38.3 | 38.3 | 38.3 | 5.31 | 43.61 | 43.61 | 43.61 | 38.3 | 38.3 | 38.3 | 5.03 | 43.33 | 43.33 | 43.33
2020-01-24 17:00 | -65.584 | -44.334 | 0.483 | -21.733 | 95 | 42.83 | 95 | 42.83 | 95 | 42.83 | 72 | 0 | 352 | 500 | 36.8 | 95 | -40 | 34.8 | 6.416 | 0 | 6.416 | SHORT | SHORT | 95 |  | 95 |  | 95 |  | 95 | 34.8 | 95 | 34.8 | 95 | 34.8 | 95 | 95 | 95 | 4.85 | 99.85 | 99.85 | 99.85 | 95 | 35.8 | 95 | 35.8 | 95 | 35.8 | 95 | 95 | 95 | 5.31 | 100.31 | 100.31 | 100.31 | 95 | 95 | 95 | 5.03 | 100.03 | 100.03 | 100.03
2020-01-24 18:00 | -11.119 | -17.848 | 16.011 | -9.282 | 42.4 | 35.33 | 42.4 | 35.33 | 42.4 | 35.33 | 26.95 | 0 | 322 | 485 | 36.8 | 95 | -40 | 34.8 | 15.831 | 0 | 15.831 | SHORT | SHORT | 42.4 |  | 42.4 |  | 42.4 |  | 42.4 | 34.8 | 42.4 | 34.8 | 42.4 | 34.8 | 42.4 | 42.4 | 42.4 | 4.85 | 47.25 | 47.25 | 47.25 | 42.4 | 35.8 | 42.4 | 35.8 | 42.4 | 35.8 | 42.4 | 42.4 | 42.4 | 5.31 | 47.71 | 47.71 | 47.71 | 42.4 | 42.4 | 42.4 | 5.03 | 47.43 | 47.43 | 47.43
2020-01-24 19:00 | 35.213 | 25.492 | -0.4 | 10.121 | 42.83 | 42.83 | 42.83 | 42.83 | 42.83 | 42.83 | 0 | 0 | 316 | 482 | 36.8 | 95 | -40 | 34.8 | 35.213 | 0 | 35.213 | LONG | LONG | [6 empty] | 36.8 | 34.8 | 36.8 | 34.8 | 36.8 | 34.8 | 34.8 | 34.8 | 34.8 | 4.85 | 29.95 | 29.95 | 29.95 | 35.8 | 35.8 | 35.8 | 35.8 | 35.8 | 35.8 | 35.8 | 35.8 | 35.8 | 5.31 | 30.49 | 30.49 | 30.49 | 42.83 | 42.83 | 42.83 | 5.03 | 37.8 | 37.8 | 37.8
2020-01-24 20:00 | 57.628 | -2.858 | 24.65 | 35.836 | 21.07 | 20.4 | 21.07 | 20.4 | 21.07 | 20.4 | 0 | 56.5 | 626 | 448 | 31.07 | 95 | -1.87 | 36.4 | 1.128 | 0 | 1.128 | LONG | LONG |  | 20.4 |  | 20.4 |  | 20.4 | 31.07 | 20.4 | 31.07 | 20.4 | 31.07 | 20.4 | 20.4 | 20.4 | 20.4 | 4.85 | 15.55 | 15.55 | 15.55 | 33.74 | 20.4 | 33.74 | 20.4 | 33.74 | 20.4 | 20.4 | 20.4 | 20.4 | 5.31 | 15.09 | 15.09 | 15.09 | 20.4 | 20.4 | 20.4 | 5.03 | 15.37 | 15.37 | 15.37
2020-01-24 21:00 | 82.051 | 7.841 | 27.73 | 46.48 | 21.09 | 1 | 21.09 | 1 | 21.09 | 1 | 0 | 68.683 | 605 | 401 | 31.09 | 100 | -1.87 | 18 | 13.368 | 0 | 13.368 | LONG | LONG |  | 1 |  | 1 |  | 1 | 31.09 | 1 | 31.09 | 1 | 31.09 | 1 | 1 | 1 | 1 | 4.85 | -3.85 | -3.85 | -3.85 | 24.55 | 1 | 24.55 | 1 | 24.55 | 1 | 1 | 1 | 1 | 5.31 | -4.31 | -4.31 | -4.31 | 1 | 1 | 1 | 5.03 | -4.03 | -4.03 | -4.03
2020-01-24 22:00 | 59.396 | -27.673 | 28.571 | 58.498 | 21.09 | 1 | 21.09 | 1 | 21.09 | 1 | 0 | 34.733 | 676 | 290 | 31.09 | 100 | -1.87 | 18 | 24.663 | 0 | 24.663 | LONG | LONG |  | 1 |  | 1 |  | 1 | 31.09 | 1 | 31.09 | 1 | 31.09 | 1 | 1 | 1 | 1 | 4.85 | -3.85 | -3.85 | -3.85 | 24.55 | 1 | 24.55 | 1 | 24.55 | 1 | 1 | 1 | 1 | 5.31 | -4.31 | -4.31 | -4.31 | 1 | 1 | 1 | 5.03 | -4.03 | -4.03 | -4.03
2020-01-24 23:00 | 32.334 | -18.262 | 14.977 | 35.619 | 18.85 | 18.85 | 18.85 | 18.85 | 18.85 | 18.85 | 0 | 0 | 504 | 239 | 28.85 | 100 | -1.87 | 40.7 | 32.334 | 0 | 32.334 | LONG | LONG | [6 empty] | 28.85 | 40.7 | 28.85 | 40.7 | 28.85 | 40.7 | 40.7 | 40.7 | 40.7 | 4.85 | 35.85 | 35.85 | 35.85 | 34.78 | 34.78 | 34.78 | 34.78 | 34.78 | 34.78 | 34.78 | 34.78 | 34.78 | 5.31 | 29.47 | 29.47 | 29.47 | 18.85 | 18.85 | 18.85 | 5.03 | 13.82 | 13.82 | 13.82
2020-01-25 | 52.459 | 43.568 | 5.978 | 2.913 | 17.33 | 17.33 | 17.33 | 17.33 | 17.33 | 17.33 | 0 | 58.3 | 313 | 0 | 42.5 | 100 | 0 | 0 | -5.841 | 5.841 | 0 | LONG | LONG |  | 17.33 |  | 17.33 |  | 17.33 | 42.5 | 17.33 | 42.5 | 17.33 | 42.5 | 17.33 | 17.33 | 17.33 | 17.33 | 4.85 | 12.48 | 12.48 | 12.48 | 21.25 | 17.33 | 21.25 | 17.33 | 21.25 | 17.33 | 17.33 | 17.33 | 17.33 | 5.31 | 12.02 | 12.02 | 12.02 | 17.33 | 17.33 | 17.33 | 5.03 | 12.3 | 12.3 | 12.3
2020-01-25 01:00 | -1.794 | 15.182 | -0.864 | -16.112 | 51.5 | 18.67 | 51.5 | 18.67 | 51.5 | 18.67 | 12 | 0 | 313 | 448 | 42.5 | 100 | -0.76 | 40.5 | 10.206 | 0 | 10.206 | SHORT | SHORT | 51.5 |  | 51.5 |  | 51.5 |  | 51.5 | 40.5 | 51.5 | 40.5 | 51.5 | 40.5 | 51.5 | 51.5 | 51.5 | 4.85 | 56.35 | 56.35 | 56.35 | 51.5 | 41.5 | 51.5 | 41.5 | 51.5 | 41.5 | 51.5 | 51.5 | 51.5 | 5.31 | 56.81 | 56.81 | 56.81 | 51.5 | 51.5 | 51.5 | 5.03 | 56.53 | 56.53 | 56.53
2020-01-25 02:00 | 59.568 | 66.52 | -3.397 | -3.555 | 18.61 | 16 | 18.61 | 16 | 18.61 | 16 | 0 | 33.333 | 313 | 442 | 42.5 | 100 | -0.76 | 6.24 | 26.235 | 0 | 26.235 | LONG | LONG |  | 16 |  | 16 |  | 16 | 42.5 | 16 | 42.5 | 16 | 42.5 | 16 | 16 | 16 | 16 | 4.85 | 11.15 | 11.15 | 11.15 | 24.37 | 16 | 24.37 | 16 | 24.37 | 16 | 16 | 16 | 16 | 5.31 | 10.69 | 10.69 | 10.69 | 16 | 16 | 16 | 5.03 | 10.97 | 10.97 | 10.97
2020-01-25 03:00 | 78.514 | 60.936 | -5.024 | 22.602 | 18.79 | 16 | 18.79 | 16 | 18.79 | 16 | 0 | 45.833 | 313 | 442 | 42.5 | 100 | -0.76 | 6.24 | 32.681 | 0 | 32.681 | LONG | LONG |  | 16 |  | 16 |  | 16 | 42.5 | 16 | 42.5 | 16 | 42.5 | 16 | 16 | 16 | 16 | 4.85 | 11.15 | 11.15 | 11.15 | 24.37 | 16 | 24.37 | 16 | 24.37 | 16 | 16 | 16 | 16 | 5.31 | 10.69 | 10.69 | 10.69 | 16 | 16 | 16 | 5.03 | 10.97 | 10.97 | 10.97
2020-01-25 04:00 | 62.202 | 34.982 | 3.998 | 23.222 | 18.87 | 16 | 18.87 | 16 | 18.87 | 16 | 0 | 50 | 313 | 442 | 42.5 | 100 | -0.76 | 6.24 | 12.202 | 0 | 12.202 | LONG | LONG |  | 16 |  | 16 |  | 16 | 42.5 | 16 | 42.5 | 16 | 42.5 | 16 | 16 | 16 | 16 | 4.85 | 11.15 | 11.15 | 11.15 | 24.37 | 16 | 24.37 | 16 | 24.37 | 16 | 16 | 16 | 16 | 5.31 | 10.69 | 10.69 | 10.69 | 16 | 16 | 16 | 5.03 | 10.97 | 10.97 | 10.97
2020-01-25 05:00 | 79.857 | 30.901 | 2.342 | 46.614 | 18.97 | 16 | 18.97 | 16 | 18.97 | 16 | 0 | 50 | 313 | 0 | 42.5 | 100 | 0 | 0 | 29.857 | 0 | 29.857 | LONG | LONG |  | 16 |  | 16 |  | 16 | 42.5 | 16 | 42.5 | 16 | 42.5 | 16 | 16 | 16 | 16 | 4.85 | 11.15 | 11.15 | 11.15 | 21.25 | 16 | 21.25 | 16 | 21.25 | 16 | 16 | 16 | 16 | 5.31 | 10.69 | 10.69 | 10.69 | 16 | 16 | 16 | 5.03 | 10.97 | 10.97 | 10.97
2020-01-25 06:00 | 68.627 | 27.626 | 7.383 | 33.618 | 18.96 | 1 | 18.96 | 1 | 18.96 | 1 | 0 | 62.5 | 313 | 270 | 42.5 | 100 | -0.76 | 1 | 6.127 | 0 | 6.127 | LONG | LONG |  | 1 |  | 1 |  | 1 | 42.5 | 1 | 42.5 | 1 | 42.5 | 1 | 1 | 1 | 1 | 4.85 | -3.85 | -3.85 | -3.85 | 21.75 | 1 | 21.75 | 1 | 21.75 | 1 | 1 | 1 | 1 | 5.31 | -4.31 | -4.31 | -4.31 | 1 | 1 | 1 | 5.03 | -4.03 | -4.03 | -4.03
2020-01-25 07:00 | 30.425 | -2.102 | 11.838 | 20.689 | 19.45 | 16 | 19.45 | 16 | 19.45 | 16 | 0 | 28.667 | 693 | 288 | 42.5 | 100 | -0.76 | 1 | 1.758 | 0 | 1.758 | LONG | LONG |  | 16 |  | 16 |  | 16 | 42.5 | 16 | 42.5 | 16 | 42.5 | 16 | 16 | 16 | 16 | 4.85 | 11.15 | 11.15 | 11.15 | 21.75 | 16 | 21.75 | 16 | 21.75 | 16 | 16 | 16 | 16 | 5.31 | 10.69 | 10.69 | 10.69 | 16 | 16 | 16 | 5.03 | 10.97 | 10.97 | 10.97
2020-01-25 08:00 | 103.296 | 41.045 | 32.569 | 29.682 | 20.25 | 1 | 20.25 | 1 | 20.25 | 1 | 0 | 86.2 | 644 | 288 | 30.25 | 100 | -0.76 | 1 | 17.096 | 0 | 17.096 | LONG | LONG |  | 1 |  | 1 |  | 1 | 30.25 | 1 | 30.25 | 1 | 30.25 | 1 | 1 | 1 | 1 | 4.85 | -3.85 | -3.85 | -3.85 | 15.63 | 1 | 15.63 | 1 | 15.63 | 1 | 1 | 1 | 1 | 5.31 | -4.31 | -4.31 | -4.31 | 1 | 1 | 1 | 5.03 | -4.03 | -4.03 | -4.03
2020-01-25 09:00 | 99.066 | 45.344 | 31.953 | 21.769 | 20.72 | 1 | 20.72 | 1 | 20.72 | 1 | 0 | 94.167 | 644 | 288 | 30.72 | 100 | -0.76 | 1 | 4.899 | 0 | 4.899 | LONG | LONG |  | 1 |  | 1 |  | 1 | 30.72 | 1 | 30.72 | 1 | 30.72 | 1 | 1 | 1 | 1 | 4.85 | -3.85 | -3.85 | -3.85 | 15.86 | 1 | 15.86 | 1 | 15.86 | 1 | 1 | 1 | 1 | 5.31 | -4.31 | -4.31 | -4.31 | 1 | 1 | 1 | 5.03 | -4.03 | -4.03 | -4.03
2020-01-25 10:00 | 52.347 | 28.878 | 27.138 | -3.669 | 27.75 | 17 | 27.75 | 17 | 27.75 | 17 | 0 | 50 | 643 | 288 | 37.75 | 100 | -0.76 | 1 | 2.347 | 0 | 2.347 | LONG | LONG |  | 17 |  | 17 |  | 17 | 37.75 | 17 | 37.75 | 17 | 37.75 | 17 | 17 | 17 | 17 | 4.85 | 12.15 | 12.15 | 12.15 | 19.38 | 17 | 19.38 | 17 | 19.38 | 17 | 17 | 17 | 17 | 5.31 | 11.69 | 11.69 | 11.69 | 17 | 17 | 17 | 5.03 | 11.97 | 11.97 | 11.97
2020-01-25 11:00 | 40.576 | 35.429 | 9.382 | -4.235 | 31.01 | 17.11 | 31.01 | 17.11 | 31.01 | 17.11 | 0 | 25 | 646 | 288 | 36.2 | 100 | -0.76 | 1 | 15.576 | 0 | 15.576 | LONG | LONG |  | 17.11 |  | 17.11 |  | 17.11 | 36.2 | 17.11 | 36.2 | 17.11 | 36.2 | 17.11 | 17.11 | 17.11 | 17.11 | 4.85 | 12.26 | 12.26 | 12.26 | 18.6 | 17.11 | 18.6 | 17.11 | 18.6 | 17.11 | 17.11 | 17.11 | 17.11 | 5.31 | 11.8 | 11.8 | 11.8 | 17.11 | 17.11 | 17.11 | 5.03 | 12.08 | 12.08 | 12.08
2020-01-25 12:00 | 51.089 | 28.6 | 22.097 | 0.392 | 27.78 | 17.6 | 27.78 | 17.6 | 27.78 | 17.6 | 0 | 30 | 644 | 388 | 32.3 | 100 | -0.76 | 17 | 21.089 | 0 | 21.089 | LONG | LONG |  | 17.6 |  | 17.6 |  | 17.6 | 32.3 | 17.6 | 32.3 | 17.6 | 32.3 | 17.6 | 17.6 | 17.6 | 17.6 | 4.85 | 12.75 | 12.75 | 12.75 | 24.65 | 17.6 | 24.65 | 17.6 | 24.65 | 17.6 | 17.6 | 17.6 | 17.6 | 5.31 | 12.29 | 12.29 | 12.29 | 17.6 | 17.6 | 17.6 | 5.03 | 12.57 | 12.57 | 12.57
2020-01-25 13:00 | 123.126 | 69.941 | 41.216 | 11.969 | 21.24 | 1 | 21.24 | 1 | 21.24 | 1 | 0 | 106.667 | 644 | 378 | 26.7 | 100 | -0.76 | 1 | 16.459 | 0 | 16.459 | LONG | LONG |  | 1 |  | 1 |  | 1 | 26.7 | 1 | 26.7 | 1 | 26.7 | 1 | 1 | 1 | 1 | 4.85 | -3.85 | -3.85 | -3.85 | 13.85 | 1 | 13.85 | 1 | 13.85 | 1 | 1 | 1 | 1 | 5.31 | -4.31 | -4.31 | -4.31 | 1 | 1 | 1 | 5.03 | -4.03 | -4.03 | -4.03
2020-01-25 14:00 | 117.223 | 52.307 | 45.911 | 19.005 | 21.03 | 18.2 | 21.03 | 18.2 | 21.03 | 18.2 | 0 | 90 | 644 | 378 | 26.7 | 100 | -0.76 | 1 | 27.223 | 0 | 27.223 | LONG | LONG |  | 18.2 |  | 18.2 |  | 18.2 | 26.7 | 18.2 | 26.7 | 18.2 | 26.7 | 18.2 | 18.2 | 18.2 | 18.2 | 4.85 | 13.35 | 13.35 | 13.35 | 13.85 | 18.2 | 13.85 | 18.2 | 13.85 | 18.2 | 18.2 | 18.2 | 18.2 | 5.31 | 12.89 | 12.89 | 12.89 | 18.2 | 18.2 | 18.2 | 5.03 | 13.17 | 13.17 | 13.17
2020-01-25 15:00 | 149.763 | 57.292 | 49.601 | 42.87 | 21 | 1 | 21 | 1 | 21 | 1 | 0 | 142 | 644 | 378 | 26.7 | 100 | -0.76 | 1 | 7.763 | 0 | 7.763 | LONG | LONG |  | 1 |  | 1 |  | 1 | 26.7 | 1 | 26.7 | 1 | 26.7 | 1 | 1 | 1 | 1 | 4.85 | -3.85 | -3.85 | -3.85 | 13.85 | 1 | 13.85 | 1 | 13.85 | 1 | 1 | 1 | 1 | 5.31 | -4.31 | -4.31 | -4.31 | 1 | 1 | 1 | 5.03 | -4.03 | -4.03 | -4.03
2020-01-25 16:00 | 108.682 | 28.936 | 46.292 | 33.454 | 31.02 | 17.11 | 31.02 | 17.11 | 31.02 | 17.11 | 0 | 110 | 644 | 704 | 36.2 | 95 | -0.76 | 40.5 | -1.318 | 1.318 | 0 | LONG | LONG |  | 17.11 |  | 17.11 |  | 17.11 | 36.2 | 17.11 | 36.2 | 17.11 | 36.2 | 17.11 | 17.11 | 17.11 | 17.11 | 4.85 | 12.26 | 12.26 | 12.26 | 38.35 | 17.11 | 38.35 | 17.11 | 38.35 | 17.11 | 17.11 | 17.11 | 17.11 | 5.31 | 11.8 | 11.8 | 11.8 | 17.11 | 17.11 | 17.11 | 5.03 | 12.08 | 12.08 | 12.08
2020-01-25 17:00 | 1.085 | -10.335 | -16.708 | 28.128 | 46 | 17.11 | 46 | 17.11 | 46 | 17.11 | 18.733 | 25.333 | 474 | 378 | 36.2 | 95 | 1 | 18 | -5.515 | 5.515 | 0 | LONG | LONG |  | 17.11 |  | 17.11 |  | 17.11 | 36.2 | 17.11 | 36.2 | 17.11 | 36.2 | 17.11 | 17.11 | 17.11 | 17.11 | 4.85 | 12.26 | 12.26 | 12.26 | 27.1 | 17.11 | 27.1 | 17.11 | 27.1 | 17.11 | 17.11 | 17.11 | 17.11 | 5.31 | 11.8 | 11.8 | 11.8 | 17.11 | 17.11 | 17.11 | 5.03 | 12.08 | 12.08 | 12.08
2020-01-25 18:00 | -8.576 | -19.122 | -9.234 | 19.78 | 50 | 42.82 | 50 | 42.82 | 50 | 42.82 | 26 | 0 | 473 | 415 | 42.5 | 95 | 1 | 40.5 | 17.424 | 0 | 17.424 | SHORT | SHORT | 50 |  | 50 |  | 50 |  | 50 | 40.5 | 50 | 40.5 | 50 | 40.5 | 50 | 50 | 50 | 4.85 | 54.85 | 54.85 | 54.85 | 50 | 41.5 | 50 | 41.5 | 50 | 41.5 | 50 | 50 | 50 | 5.31 | 55.31 | 55.31 | 55.31 | 50 | 50 | 50 | 5.03 | 55.03 | 55.03 | 55.03
2020-01-25 19:00 | 49.371 | 29.973 | 2.685 | 16.713 | 31.1 | 1 | 31.1 | 1 | 31.1 | 1 | 0 | 40.167 | 469 | 349 | 36.3 | 95 | 1 | 40.5 | 9.204 | 0 | 9.204 | LONG | LONG |  | 1 |  | 1 |  | 1 | 36.3 | 1 | 36.3 | 1 | 36.3 | 1 | 1 | 1 | 1 | 4.85 | -3.85 | -3.85 | -3.85 | 38.4 | 1 | 38.4 | 1 | 38.4 | 1 | 1 | 1 | 1 | 5.31 | -4.31 | -4.31 | -4.31 | 1 | 1 | 1 | 5.03 | -4.03 | -4.03 | -4.03
2020-01-25 20:00 | 28.38 | 2.29 | 13.798 | 12.292 | 27.79 | 27.79 | 27.79 | 27.79 | 27.79 | 27.79 | 0 | 0 | 454 | 159 | 32.3 | 95 | 1 | 40.5 | 28.38 | 0 | 28.38 | LONG | LONG | [6 empty] | 32.3 | 40.5 | 32.3 | 40.5 | 32.3 | 40.5 | 40.5 | 40.5 | 40.5 | 4.85 | 35.65 | 35.65 | 35.65 | 36.4 | 36.4 | 36.4 | 36.4 | 36.4 | 36.4 | 36.4 | 36.4 | 36.4 | 5.31 | 31.09 | 31.09 | 31.09 | 27.79 | 27.79 | 27.79 | 5.03 | 22.76 | 22.76 | 22.76
2020-01-25 21:00 | 62.999 | 39.089 | -5.149 | 29.059 | 27.75 | 1 | 27.75 | 1 | 27.75 | 1 | 0 | 35 | 644 | 361 | 32.3 | 95 | -0.76 | 1 | 27.999 | 0 | 27.999 | LONG | LONG |  | 1 |  | 1 |  | 1 | 32.3 | 1 | 32.3 | 1 | 32.3 | 1 | 1 | 1 | 1 | 4.85 | -3.85 | -3.85 | -3.85 | 16.65 | 1 | 16.65 | 1 | 16.65 | 1 | 1 | 1 | 1 | 5.31 | -4.31 | -4.31 | -4.31 | 1 | 1 | 1 | 5.03 | -4.03 | -4.03 | -4.03
2020-01-25 22:00 | 22.93 | -9.674 | 10.954 | 21.65 | 21.34 | 21.34 | 21.34 | 21.34 | 21.34 | 21.34 | 0 | 0 | 644 | 379 | 30 | 95 | -0.76 | 1 | 22.93 | 0 | 22.93 | LONG | LONG | [6 empty] | 30 | 1 | 30 | 1 | 30 | 1 | 1 | 1 | 1 | 4.85 | -3.85 | -3.85 | -3.85 | 15.5 | 15.5 | 15.5 | 15.5 | 15.5 | 15.5 | 15.5 | 15.5 | 15.5 | 5.31 | 10.19 | 10.19 | 10.19 | 21.34 | 21.34 | 21.34 | 5.03 | 16.31 | 16.31 | 16.31
2020-01-25 23:00 | 10.357 | -5.128 | 2.155 | 13.33 | 21.02 | 21.02 | 21.02 | 21.02 | 21.02 | 21.02 | 0 | 0 | 694 | 379 | 30 | 95 | -0.76 | 1 | 10.357 | 0 | 10.357 | LONG | LONG | [6 empty] | 30 | 1 | 30 | 1 | 30 | 1 | 1 | 1 | 1 | 4.85 | -3.85 | -3.85 | -3.85 | 15.5 | 15.5 | 15.5 | 15.5 | 15.5 | 15.5 | 15.5 | 15.5 | 15.5 | 5.31 | 10.19 | 10.19 | 10.19 | 21.02 | 21.02 | 21.02 | 5.03 | 15.99 | 15.99 | 15.99
2020-01-26 | -42.509 | -41.454 | 4.822 | -5.877 | 50 | 19.97 | 50 | 19.97 | 50 | 19.97 | 28.083 | 0 | 693 | 282 | 30 | 95 | -0.76 | 40.2 | -14.426 | 14.426 | 0 | SHORT | SHORT | 50 |  | 50 |  | 50 |  | 50 | 40.2 | 50 | 40.2 | 50 | 40.2 | 50 | 50 | 50 | 4.85 | 54.85 | 54.85 | 54.85 | 50 | 35.1 | 50 | 35.1 | 50 | 35.1 | 50 | 50 | 50 | 5.31 | 55.31 | 55.31 | 55.31 | 50 | 50 | 50 | 5.03 | 55.03 | 55.03 | 55.03
2020-01-26 01:00 | -72.74 | -43.182 | -2.597 | -26.961 | 76.2 | 19.22 | 76.2 | 19.22 | 76.2 | 19.22 | 65.334 | 0 | 693 | 222 | 30 | 95 | -0.76 | 40.2 | -7.406 | 7.406 | 0 | SHORT | SHORT | 76.2 |  | 76.2 |  | 76.2 |  | 76.2 | 40.2 | 76.2 | 40.2 | 76.2 | 40.2 | 76.2 | 76.2 | 76.2 | 4.85 | 81.05 | 81.05 | 81.05 | 76.2 | 35.1 | 76.2 | 35.1 | 76.2 | 35.1 | 76.2 | 76.2 | 76.2 | 5.31 | 81.51 | 81.51 | 81.51 | 76.2 | 76.2 | 76.2 | 5.03 | 81.23 | 81.23 | 81.23
2020-01-26 02:00 | 39.331 | 38.453 | 0.273 | 0.605 | 56.2 | 18.94 | 56.2 | 18.94 | 56.2 | 18.94 | 39.666 | 0 | 693 | 221 | 30 | 95 | -0.76 | -0.76 | 78.997 | 0 | 78.997 | SHORT | LONG | 56.2 |  | 56.2 |  | 56.2 |  | 56.2 | -0.76 | 56.2 | -0.76 | 56.2 | -0.76 | 56.2 | 56.2 | 56.2 | 4.85 | 61.05 | 61.05 | 61.05 | 56.2 | 14.62 | 56.2 | 14.62 | 56.2 | 14.62 | 56.2 | 56.2 | 56.2 | 5.31 | 61.51 | 61.51 | 61.51 | 18.94 | 18.94 | 18.94 | 5.03 | 13.91 | 13.91 | 13.91
2020-01-26 03:00 | 41.209 | 20.223 | 0.883 | 20.103 | 18.6 | 18.6 | 18.6 | 18.6 | 18.6 | 18.6 | 0 | 0 | 693 | 221 | 30 | 95 | -0.76 | -0.76 | 41.209 | 0 | 41.209 | LONG | LONG | [6 empty] | 30 | -0.76 | 30 | -0.76 | 30 | -0.76 | -0.76 | -0.76 | -0.76 | 4.85 | -5.61 | -5.61 | -5.61 | 14.62 | 14.62 | 14.62 | 14.62 | 14.62 | 14.62 | 14.62 | 14.62 | 14.62 | 5.31 | 9.31 | 9.31 | 9.31 | 18.6 | 18.6 | 18.6 | 5.03 | 13.57 | 13.57 | 13.57
2020-01-26 04:00 | 69.423 | 37.846 | 8.529 | 23.048 | 18.35 | 10.51 | 18.35 | 10.51 | 18.35 | 10.51 | 0 | 20.833 | 693 | 221 | 30 | 95 | -0.76 | -0.76 | 48.59 | 0 | 48.59 | LONG | LONG |  | 10.51 |  | 10.51 |  | 10.51 | 30 | 10.51 | 30 | 10.51 | 30 | 10.51 | 10.51 | 10.51 | 10.51 | 4.85 | 5.66 | 5.66 | 5.66 | 14.62 | 10.51 | 14.62 | 10.51 | 14.62 | 10.51 | 10.51 | 10.51 | 10.51 | 5.31 | 5.2 | 5.2 | 5.2 | 10.51 | 10.51 | 10.51 | 5.03 | 5.48 | 5.48 | 5.48
2020-01-26 05:00 | 110.507 | 52.661 | 4.146 | 53.7 | 18.8 | 10.51 | 18.8 | 10.51 | 18.8 | 10.51 | 0 | 33.333 | 693 | 221 | 30 | 95 | -0.76 | -0.76 | 77.174 | 0 | 77.174 | LONG | LONG |  | 10.51 |  | 10.51 |  | 10.51 | 30 | 10.51 | 30 | 10.51 | 30 | 10.51 | 10.51 | 10.51 | 10.51 | 4.85 | 5.66 | 5.66 | 5.66 | 14.62 | 10.51 | 14.62 | 10.51 | 14.62 | 10.51 | 10.51 | 10.51 | 10.51 | 5.31 | 5.2 | 5.2 | 5.2 | 10.51 | 10.51 | 10.51 | 5.03 | 5.48 | 5.48 | 5.48
2020-01-26 06:00 | 152.656 | 44.465 | 27.488 | 80.703 | 18.72 | -0.76 | 18.72 | -0.76 | 18.72 | -0.76 | 0 | 123.667 | 693 | 221 | 30 | 95 | -0.76 | -0.76 | 28.989 | 0 | 28.989 | LONG | LONG |  | -0.76 |  | -0.76 |  | -0.76 | 30 | -0.76 | 30 | -0.76 | 30 | -0.76 | -0.76 | -0.76 | -0.76 | 4.85 | -5.61 | -5.61 | -5.61 | 14.62 | -0.76 | 14.62 | -0.76 | 14.62 | -0.76 | -0.76 | -0.76 | -0.76 | 5.31 | -6.07 | -6.07 | -6.07 | -0.76 | -0.76 | -0.76 | 5.03 | -5.79 | -5.79 | -5.79
2020-01-26 07:00 | 181.281 | 42.812 | 30.497 | 107.972 | 18.84 | -0.76 | 18.84 | -0.76 | 18.84 | -0.76 | 0 | 147.883 | 693 | 271 | 30 | 95 | -0.76 | 1 | 33.398 | 0 | 33.398 | LONG | LONG |  | -0.76 |  | -0.76 |  | -0.76 | 30 | -0.76 | 30 | -0.76 | 30 | -0.76 | -0.76 | -0.76 | -0.76 | 4.85 | -5.61 | -5.61 | -5.61 | 15.5 | -0.76 | 15.5 | -0.76 | 15.5 | -0.76 | -0.76 | -0.76 | -0.76 | 5.31 | -6.07 | -6.07 | -6.07 | -0.76 | -0.76 | -0.76 | 5.03 | -5.79 | -5.79 | -5.79
2020-01-26 08:00 | 187.769 | 38.122 | 39.702 | 109.945 | 19.22 | -0.76 | 19.22 | -0.76 | 19.22 | -0.76 | 0 | 155.25 | 693 | 271 | 30 | 95 | -0.76 | 1 | 32.519 | 0 | 32.519 | LONG | LONG |  | -0.76 |  | -0.76 |  | -0.76 | 30 | -0.76 | 30 | -0.76 | 30 | -0.76 | -0.76 | -0.76 | -0.76 | 4.85 | -5.61 | -5.61 | -5.61 | 15.5 | -0.76 | 15.5 | -0.76 | 15.5 | -0.76 | -0.76 | -0.76 | -0.76 | 5.31 | -6.07 | -6.07 | -6.07 | -0.76 | -0.76 | -0.76 | 5.03 | -5.79 | -5.79 | -5.79
2020-01-26 09:00 | 147.256 | 45.909 | 8.773 | 92.574 | 19.54 | 1 | 19.54 | 1 | 19.54 | 1 | 0 | 142.7 | 643 | 289 | 30 | 95 | -0.76 | 1 | 4.556 | 0 | 4.556 | LONG | LONG |  | 1 |  | 1 |  | 1 | 30 | 1 | 30 | 1 | 30 | 1 | 1 | 1 | 1 | 4.85 | -3.85 | -3.85 | -3.85 | 15.5 | 1 | 15.5 | 1 | 15.5 | 1 | 1 | 1 | 1 | 5.31 | -4.31 | -4.31 | -4.31 | 1 | 1 | 1 | 5.03 | -4.03 | -4.03 | -4.03
2020-01-26 10:00 | 142.693 | 36.215 | 26.47 | 80.008 | 19.95 | 1 | 19.95 | 1 | 19.95 | 1 | 0 | 138.333 | 643 | 379 | 30 | 95 | -0.76 | 1 | 4.36 | 0 | 4.36 | LONG | LONG |  | 1 |  | 1 |  | 1 | 30 | 1 | 30 | 1 | 30 | 1 | 1 | 1 | 1 | 4.85 | -3.85 | -3.85 | -3.85 | 15.5 | 1 | 15.5 | 1 | 15.5 | 1 | 1 | 1 | 1 | 5.31 | -4.31 | -4.31 | -4.31 | 1 | 1 | 1 | 5.03 | -4.03 | -4.03 | -4.03
2020-01-26 11:00 | 94.67 | 13.19 | 21.812 | 59.668 | 27.81 | 1 | 27.81 | 1 | 27.81 | 1 | 0 | 113.3 | 644 | 379 | 32.4 | 95 | -0.76 | 1 | -18.63 | 18.63 | 0 | LONG | LONG |  | 1 |  | 1 |  | 1 | 32.4 | 1 | 32.4 | 1 | 32.4 | 1 | 1 | 1 | 1 | 4.85 | -3.85 | -3.85 | -3.85 | 16.7 | 1 | 16.7 | 1 | 16.7 | 1 | 1 | 1 | 1 | 5.31 | -4.31 | -4.31 | -4.31 | 1 | 1 | 1 | 5.03 | -4.03 | -4.03 | -4.03
2020-01-26 12:00 | 94.714 | 17.686 | 34.95 | 42.078 | 27.82 | 16.5 | 27.82 | 16.5 | 27.82 | 16.5 | 0 | 83.3 | 644 | 289 | 32.4 | 95 | -0.76 | 1 | 11.414 | 0 | 11.414 | LONG | LONG |  | 16.5 |  | 16.5 |  | 16.5 | 32.4 | 16.5 | 32.4 | 16.5 | 32.4 | 16.5 | 16.5 | 16.5 | 16.5 | 4.85 | 11.65 | 11.65 | 11.65 | 16.7 | 16.5 | 16.7 | 16.5 | 16.7 | 16.5 | 16.5 | 16.5 | 16.5 | 5.31 | 11.19 | 11.19 | 11.19 | 16.5 | 16.5 | 16.5 | 5.03 | 11.47 | 11.47 | 11.47
2020-01-26 13:00 | 39.935 | -19.977 | 27.738 | 32.174 | 20.4 | 17.5 | 20.4 | 17.5 | 20.4 | 17.5 | 0 | 28.333 | 644 | 289 | 30.4 | 95 | -0.76 | 1 | 11.602 | 0 | 11.602 | LONG | LONG |  | 17.5 |  | 17.5 |  | 17.5 | 30.4 | 17.5 | 30.4 | 17.5 | 30.4 | 17.5 | 17.5 | 17.5 | 17.5 | 4.85 | 12.65 | 12.65 | 12.65 | 15.7 | 17.5 | 15.7 | 17.5 | 15.7 | 17.5 | 17.5 | 17.5 | 17.5 | 5.31 | 12.19 | 12.19 | 12.19 | 17.5 | 17.5 | 17.5 | 5.03 | 12.47 | 12.47 | 12.47
2020-01-26 14:00 | 47.647 | -1.927 | 23.977 | 25.597 | 20.44 | 17.5 | 20.44 | 17.5 | 20.44 | 17.5 | 0 | 33.333 | 644 | 289 | 30.44 | 95 | -0.76 | 1 | 14.314 | 0 | 14.314 | LONG | LONG |  | 17.5 |  | 17.5 |  | 17.5 | 30.44 | 17.5 | 30.44 | 17.5 | 30.44 | 17.5 | 17.5 | 17.5 | 17.5 | 4.85 | 12.65 | 12.65 | 12.65 | 15.72 | 17.5 | 15.72 | 17.5 | 15.72 | 17.5 | 17.5 | 17.5 | 17.5 | 5.31 | 12.19 | 12.19 | 12.19 | 17.5 | 17.5 | 17.5 | 5.03 | 12.47 | 12.47 | 12.47
2020-01-26 15:00 | 39.603 | 4.471 | 12.403 | 22.729 | 20.52 | 17 | 20.52 | 17 | 20.52 | 17 | 0 | 37.5 | 264 | 379 | 30.52 | 95 | -0.76 | 1 | 2.103 | 0 | 2.103 | LONG | LONG |  | 17 |  | 17 |  | 17 | 30.52 | 17 | 30.52 | 17 | 30.52 | 17 | 17 | 17 | 17 | 4.85 | 12.15 | 12.15 | 12.15 | 15.76 | 17 | 15.76 | 17 | 15.76 | 17 | 17 | 17 | 17 | 5.31 | 11.69 | 11.69 | 11.69 | 17 | 17 | 17 | 5.03 | 11.97 | 11.97 | 11.97
2020-01-26 16:00 | 26.614 | -5.853 | 20.644 | 11.823 | 27.84 | 17 | 27.84 | 17 | 27.84 | 17 | 0 | 25 | 364 | 379 | 32.4 | 95 | -0.76 | 1 | 1.614 | 0 | 1.614 | LONG | LONG |  | 17 |  | 17 |  | 17 | 32.4 | 17 | 32.4 | 17 | 32.4 | 17 | 17 | 17 | 17 | 4.85 | 12.15 | 12.15 | 12.15 | 16.7 | 17 | 16.7 | 17 | 16.7 | 17 | 17 | 17 | 17 | 5.31 | 11.69 | 11.69 | 11.69 | 17 | 17 | 17 | 5.03 | 11.97 | 11.97 | 11.97
2020-01-26 17:00 | 46.326 | -17.345 | 35.168 | 28.503 | 32.06 | 17 | 32.06 | 17 | 32.06 | 17 | 0 | 37.467 | 343 | 400 | 37.5 | 95 | -20 | 1 | 8.859 | 0 | 8.859 | LONG | LONG |  | 17 |  | 17 |  | 17 | 37.5 | 17 | 37.5 | 17 | 37.5 | 17 | 17 | 17 | 17 | 4.85 | 12.15 | 12.15 | 12.15 | 19.25 | 17 | 19.25 | 17 | 19.25 | 17 | 17 | 17 | 17 | 5.31 | 11.69 | 11.69 | 11.69 | 17 | 17 | 17 | 5.03 | 11.97 | 11.97 | 11.97
2020-01-26 18:00 | -53.876 | -63.148 | -2.151 | 11.423 | 51.2 | 32.07 | 51.2 | 32.07 | 51.2 | 32.07 | 52.05 | 0 | 343 | 400 | 37.5 | 95 | -20 | 1 | -1.826 | 1.826 | 0 | SHORT | SHORT | 51.2 |  | 51.2 |  | 51.2 |  | 51.2 | 1 | 51.2 | 1 | 51.2 | 1 | 51.2 | 51.2 | 51.2 | 4.85 | 56.05 | 56.05 | 56.05 | 51.2 | 19.25 | 51.2 | 19.25 | 51.2 | 19.25 | 51.2 | 51.2 | 51.2 | 5.31 | 56.51 | 56.51 | 56.51 | 51.2 | 51.2 | 51.2 | 5.03 | 56.23 | 56.23 | 56.23
2020-01-26 19:00 | 14.928 | -9.551 | 9.376 | 15.103 | 42.2 | 32.05 | 42.2 | 32.05 | 42.2 | 32.05 | 15.834 | 0 | 342 | 400 | 37.5 | 95 | -20 | 1 | 30.762 | 0 | 30.762 | SHORT | LONG | 42.2 |  | 42.2 |  | 42.2 |  | 42.2 | 1 | 42.2 | 1 | 42.2 | 1 | 42.2 | 42.2 | 42.2 | 4.85 | 47.05 | 47.05 | 47.05 | 42.2 | 19.25 | 42.2 | 19.25 | 42.2 | 19.25 | 42.2 | 42.2 | 42.2 | 5.31 | 47.51 | 47.51 | 47.51 | 32.05 | 32.05 | 32.05 | 5.03 | 27.02 | 27.02 | 27.02
2020-01-26 20:00 | 13.415 | -14.475 | 11.699 | 16.191 | 32.04 | 32.04 | 32.04 | 32.04 | 32.04 | 32.04 | 0 | 0 | 364 | 379 | 37.4 | 95 | -0.76 | 1 | 13.415 | 0 | 13.415 | LONG | LONG | [6 empty] | 37.4 | 1 | 37.4 | 1 | 37.4 | 1 | 1 | 1 | 1 | 4.85 | -3.85 | -3.85 | -3.85 | 19.2 | 19.2 | 19.2 | 19.2 | 19.2 | 19.2 | 19.2 | 19.2 | 19.2 | 5.31 | 13.89 | 13.89 | 13.89 | 32.04 | 32.04 | 32.04 | 5.03 | 27.01 | 27.01 | 27.01
2020-01-26 21:00 | 34.359 | -5.083 | 11.76 | 27.682 | 30.02 | 1 | 30.02 | 1 | 30.02 | 1 | 0 | 18 | 364 | 379 | 35 | 95 | -0.76 | 1 | 16.359 | 0 | 16.359 | LONG | LONG |  | 1 |  | 1 |  | 1 | 35 | 1 | 35 | 1 | 35 | 1 | 1 | 1 | 1 | 4.85 | -3.85 | -3.85 | -3.85 | 18 | 1 | 18 | 1 | 18 | 1 | 1 | 1 | 1 | 5.31 | -4.31 | -4.31 | -4.31 | 1 | 1 | 1 | 5.03 | -4.03 | -4.03 | -4.03
2020-01-26 22:00 | 36.248 | -9.961 | 21.427 | 24.782 | 20.29 | 1 | 20.29 | 1 | 20.29 | 1 | 0 | 13.5 | 364 | 361 | 30 | 95 | -0.76 | 1 | 22.748 | 0 | 22.748 | LONG | LONG |  | 1 |  | 1 |  | 1 | 30 | 1 | 30 | 1 | 30 | 1 | 1 | 1 | 1 | 4.85 | -3.85 | -3.85 | -3.85 | 15.5 | 1 | 15.5 | 1 | 15.5 | 1 | 1 | 1 | 1 | 5.31 | -4.31 | -4.31 | -4.31 | 1 | 1 | 1 | 5.03 | -4.03 | -4.03 | -4.03
2020-01-26 23:00 | 44.427 | -2.4 | 13.219 | 33.608 | 21.01 | 17.6 | 21.01 | 17.6 | 21.01 | 17.6 | 0 | 29.167 | 174 | 289 | 31.01 | 95 | -0.76 | 1 | 15.26 | 0 | 15.26 | LONG | LONG |  | 17.6 |  | 17.6 |  | 17.6 | 31.01 | 17.6 | 31.01 | 17.6 | 31.01 | 17.6 | 17.6 | 17.6 | 17.6 | 4.85 | 12.75 | 12.75 | 12.75 | 16.01 | 17.6 | 16.01 | 17.6 | 16.01 | 17.6 | 17.6 | 17.6 | 17.6 | 5.31 | 12.29 | 12.29 | 12.29 | 17.6 | 17.6 | 17.6 | 5.03 | 12.57 | 12.57 | 12.57
2020-01-27 | 62.138 | -25.842 | 27.927 | 60.053 | 21 | 15 | 21 | 15 | 21 | 15 | 0 | 46 | 155 | 71 | 41.9 | 94 | 15 | 40.2 | 16.138 | 0 | 16.138 | LONG | LONG |  | 15 |  | 15 |  | 15 | 41.9 | 15 | 41.9 | 15 | 41.9 | 15 | 15 | 15 | 15 | 4.85 | 10.15 | 10.15 | 10.15 | 41.05 | 15 | 41.05 | 15 | 41.05 | 15 | 15 | 15 | 15 | 5.31 | 9.69 | 9.69 | 9.69 | 15 | 15 | 15 | 5.03 | 9.97 | 9.97 | 9.97
2020-01-27 01:00 | 65.655 | 7.42 | 19.723 | 38.512 | 27.02 | 15.54 | 27.02 | 15.54 | 27.02 | 15.54 | 0 | 43.167 | 155 | 665 | 41.9 | 100 | 6.61 | 40.2 | 22.488 | 0 | 22.488 | LONG | LONG |  | 15.54 |  | 15.54 |  | 15.54 | 41.9 | 15.54 | 41.9 | 15.54 | 41.9 | 15.54 | 15.54 | 15.54 | 15.54 | 4.85 | 10.69 | 10.69 | 10.69 | 41.05 | 15.54 | 41.05 | 15.54 | 41.05 | 15.54 | 15.54 | 15.54 | 15.54 | 5.31 | 10.23 | 10.23 | 10.23 | 15.54 | 15.54 | 15.54 | 5.03 | 10.51 | 10.51 | 10.51
2020-01-27 02:00 | 37.256 | 1.562 | 13.737 | 21.957 | 27.02 | 19.36 | 27.02 | 19.36 | 27.02 | 19.36 | 0 | 34.167 | 155 | 1325 | 41.9 | 100 | 6.61 | 40.2 | 3.089 | 0 | 3.089 | LONG | LONG |  | 19.36 |  | 19.36 |  | 19.36 | 41.9 | 19.36 | 41.9 | 19.36 | 41.9 | 19.36 | 19.36 | 19.36 | 19.36 | 4.85 | 14.51 | 14.51 | 14.51 | 41.05 | 19.36 | 41.05 | 19.36 | 41.05 | 19.36 | 19.36 | 19.36 | 19.36 | 5.31 | 14.05 | 14.05 | 14.05 | 19.36 | 19.36 | 19.36 | 5.03 | 14.33 | 14.33 | 14.33
2020-01-27 03:00 | 17.931 | -14.786 | 14.471 | 18.246 | 27.02 | 40.2 | 27.02 | 40.2 | 27.02 | 40.2 | 0 | 4 | 155 | 442 | 41.9 | 100 | 6.61 | 40.2 | 13.931 | 0 | 13.931 | LONG | LONG |  | 40.2 |  | 40.2 |  | 40.2 | 41.9 | 40.2 | 41.9 | 40.2 | 41.9 | 40.2 | 40.2 | 40.2 | 40.2 | 4.85 | 35.35 | 35.35 | 35.35 | 41.05 | 40.2 | 41.05 | 40.2 | 41.05 | 40.2 | 40.2 | 40.2 | 40.2 | 5.31 | 34.89 | 34.89 | 34.89 | 40.2 | 40.2 | 40.2 | 5.03 | 35.17 | 35.17 | 35.17
2020-01-27 04:00 | 5.928 | -32.703 | 21.098 | 17.533 | 27.03 | 40.2 | 27.03 | 40.2 | 27.03 | 40.2 | 0 | 4 | 155 | 442 | 41.9 | 100 | 6.61 | 40.2 | 1.928 | 0 | 1.928 | LONG | LONG |  | 40.2 |  | 40.2 |  | 40.2 | 41.9 | 40.2 | 41.9 | 40.2 | 41.9 | 40.2 | 40.2 | 40.2 | 40.2 | 4.85 | 35.35 | 35.35 | 35.35 | 41.05 | 40.2 | 41.05 | 40.2 | 41.05 | 40.2 | 40.2 | 40.2 | 40.2 | 5.31 | 34.89 | 34.89 | 34.89 | 40.2 | 40.2 | 40.2 | 5.03 | 35.17 | 35.17 | 35.17
2020-01-27 05:00 | 31.142 | -27.878 | 25.281 | 33.739 | 28.03 | 40.2 | 28.03 | 40.2 | 28.03 | 40.2 | 0 | 4 | 155 | 54 | 41.9 | 100 | 15 | 40.2 | 27.142 | 0 | 27.142 | LONG | LONG |  | 40.2 |  | 40.2 |  | 40.2 | 41.9 | 40.2 | 41.9 | 40.2 | 41.9 | 40.2 | 40.2 | 40.2 | 40.2 | 4.85 | 35.35 | 35.35 | 35.35 | 41.05 | 40.2 | 41.05 | 40.2 | 41.05 | 40.2 | 40.2 | 40.2 | 40.2 | 5.31 | 34.89 | 34.89 | 34.89 | 40.2 | 40.2 | 40.2 | 5.03 | 35.17 | 35.17 | 35.17
2020-01-27 06:00 | 34.54 | 10.034 | 1.376 | 23.13 | 38.8 | 15 | 38.8 | 15 | 38.8 | 15 | 0 | 46.833 | 155 | 270 | 42.2 | 100 | 6.61 | 40.2 | -12.293 | 12.293 | 0 | LONG | LONG |  | 15 |  | 15 |  | 15 | 42.2 | 15 | 42.2 | 15 | 42.2 | 15 | 15 | 15 | 15 | 4.85 | 10.15 | 10.15 | 10.15 | 41.2 | 15 | 41.2 | 15 | 41.2 | 15 | 15 | 15 | 15 | 5.31 | 9.69 | 9.69 | 9.69 | 15 | 15 | 15 | 5.03 | 9.97 | 9.97 | 9.97
2020-01-27 07:00 | -23.119 | -32.48 | -20.609 | 29.97 | 92 | 53.04 | 92 | 53.04 | 92 | 53.04 | 31.001 | 0 | 265 | 348 | 62.6 | 94 | -20 | 35.1 | 7.882 | 0 | 7.882 | SHORT | SHORT | 92 |  | 92 |  | 92 |  | 92 | 35.1 | 92 | 35.1 | 92 | 35.1 | 92 | 92 | 92 | 4.85 | 96.85 | 96.85 | 96.85 | 92 | 48.85 | 92 | 48.85 | 92 | 48.85 | 92 | 92 | 92 | 5.31 | 97.31 | 97.31 | 97.31 | 92 | 92 | 92 | 5.03 | 97.03 | 97.03 | 97.03
2020-01-27 08:00 | 17.257 | -26.47 | -10.612 | 54.339 | 57.31 | 57.31 | 57.31 | 57.31 | 57.31 | 57.31 | 0 | 0 | 117 | 561 | 36.4 | 94 | -20 | 34.4 | 17.257 | 0 | 17.257 | LONG | LONG | [6 empty] | 36.4 | 34.4 | 36.4 | 34.4 | 36.4 | 34.4 | 34.4 | 34.4 | 34.4 | 4.85 | 29.55 | 29.55 | 29.55 | 35.4 | 35.4 | 35.4 | 35.4 | 35.4 | 35.4 | 35.4 | 35.4 | 35.4 | 5.31 | 30.09 | 30.09 | 30.09 | 57.31 | 57.31 | 57.31 | 5.03 | 52.28 | 52.28 | 52.28
2020-01-27 09:00 | -22.234 | -36.077 | -27.541 | 41.384 | 92 | 58.97 | 92 | 58.97 | 92 | 58.97 | 25.016 | 0 | 71 | 572 | 36.4 | 92 | -20 | 34.4 | 2.782 | 0 | 2.782 | SHORT | SHORT | 92 |  | 92 |  | 92 |  | 92 | 34.4 | 92 | 34.4 | 92 | 34.4 | 92 | 92 | 92 | 4.85 | 96.85 | 96.85 | 96.85 | 92 | 35.4 | 92 | 35.4 | 92 | 35.4 | 92 | 92 | 92 | 5.31 | 97.31 | 97.31 | 97.31 | 92 | 92 | 92 | 5.03 | 97.03 | 97.03 | 97.03
2020-01-27 10:00 | 1.359 | 5.372 | -8.632 | 4.619 | 71 | 60.03 | 71 | 60.03 | 71 | 60.03 | 3.333 | 0 | 37 | 684 | 71 | 90 | -40 | 34.4 | 4.692 | 0 | 4.692 | SHORT | LONG | 71 |  | 71 |  | 71 |  | 71 | 34.4 | 71 | 34.4 | 71 | 34.4 | 71 | 71 | 71 | 4.85 | 75.85 | 75.85 | 75.85 | 71 | 52.7 | 71 | 52.7 | 71 | 52.7 | 71 | 71 | 71 | 5.31 | 76.31 | 76.31 | 76.31 | 60.03 | 60.03 | 60.03 | 5.03 | 55 | 55 | 55
2020-01-27 11:00 | -38.537 | -14.19 | -18.374 | -5.973 | 90 | 46.8 | 90 | 46.8 | 90 | 46.8 | 47.234 | 0 | 14 | 717 | 56.2 | 90 | -40 | 34.4 | 8.697 | 0 | 8.697 | SHORT | SHORT | 90 |  | 90 |  | 90 |  | 90 | 34.4 | 90 | 34.4 | 90 | 34.4 | 90 | 90 | 90 | 4.85 | 94.85 | 94.85 | 94.85 | 90 | 45.3 | 90 | 45.3 | 90 | 45.3 | 90 | 90 | 90 | 5.31 | 95.31 | 95.31 | 95.31 | 90 | 90 | 90 | 5.03 | 95.03 | 95.03 | 95.03
2020-01-27 12:00 | -50.855 | 5.127 | -35.201 | -20.781 | 93 | 66.43 | 93 | 66.43 | 93 | 66.43 | 48.334 | 0 | 210 | 492 | 79.7 | 93 | -40 | 34.4 | -2.521 | 2.521 | 0 | SHORT | SHORT | 93 |  | 93 |  | 93 |  | 93 | 34.4 | 93 | 34.4 | 93 | 34.4 | 93 | 93 | 93 | 4.85 | 97.85 | 97.85 | 97.85 | 93 | 57.05 | 93 | 57.05 | 93 | 57.05 | 93 | 93 | 93 | 5.31 | 98.31 | 98.31 | 98.31 | 93 | 93 | 93 | 5.03 | 98.03 | 98.03 | 98.03
2020-01-27 13:00 | -33.756 | 14.583 | -26.187 | -22.152 | 93 | 65.79 | 93 | 65.79 | 93 | 65.79 | 34.166 | 0 | 586 | 502 | 75.79 | 93 | -40 | 34.4 | 0.41 | 0 | 0.41 | SHORT | SHORT | 93 |  | 93 |  | 93 |  | 93 | 34.4 | 93 | 34.4 | 93 | 34.4 | 93 | 93 | 93 | 4.85 | 97.85 | 97.85 | 97.85 | 93 | 55.1 | 93 | 55.1 | 93 | 55.1 | 93 | 93 | 93 | 5.31 | 98.31 | 98.31 | 98.31 | 93 | 93 | 93 | 5.03 | 98.03 | 98.03 | 98.03
2020-01-27 14:00 | 13.68 | 23.358 | -12.773 | 3.095 | 46.8 | 46.8 | 46.8 | 46.8 | 46.8 | 46.8 | 0 | 0 | 1 | 302 | 56.8 | 56.8 | -40 | 34.4 | 13.68 | 0 | 13.68 | LONG | LONG | [6 empty] | 56.8 | 34.4 | 56.8 | 34.4 | 56.8 | 34.4 | 34.4 | 34.4 | 34.4 | 4.85 | 29.55 | 29.55 | 29.55 | 45.6 | 45.6 | 45.6 | 45.6 | 45.6 | 45.6 | 45.6 | 45.6 | 45.6 | 5.31 | 40.29 | 40.29 | 40.29 | 46.8 | 46.8 | 46.8 | 5.03 | 41.77 | 41.77 | 41.77
2020-01-27 15:00 | 43.678 | 50.726 | -16.431 | 9.383 | 46.78 | 29.78 | 46.78 | 29.78 | 46.78 | 29.78 | 0 | 21.333 | 1 | 1444 | 56.78 | 56.78 | -40 | 34.4 | 22.345 | 0 | 22.345 | LONG | LONG |  | 29.78 |  | 29.78 |  | 29.78 | 56.78 | 29.78 | 56.78 | 29.78 | 56.78 | 29.78 | 29.78 | 29.78 | 29.78 | 4.85 | 24.93 | 24.93 | 24.93 | 45.59 | 29.78 | 45.59 | 29.78 | 45.59 | 29.78 | 29.78 | 29.78 | 29.78 | 5.31 | 24.47 | 24.47 | 24.47 | 29.78 | 29.78 | 29.78 | 5.03 | 24.75 | 24.75 | 24.75
2020-01-27 16:00 | 81.636 | 52.869 | 18.208 | 10.559 | 46.71 | 32 | 46.71 | 32 | 46.71 | 32 | 0 | 81.666 | 3 | 1725 | 36.4 | 56.71 | -40 | 34.4 | -0.03 | 0.03 | 0 | LONG | LONG |  | 32 |  | 32 |  | 32 | 36.4 | 32 | 36.4 | 32 | 36.4 | 32 | 32 | 32 | 32 | 4.85 | 27.15 | 27.15 | 27.15 | 35.4 | 32 | 35.4 | 32 | 35.4 | 32 | 32 | 32 | 32 | 5.31 | 26.69 | 26.69 | 26.69 | 32 | 32 | 32 | 5.03 | 26.97 | 26.97 | 26.97
2020-01-27 17:00 | 20.439 | 11.867 | 8.854 | -0.282 | 59.61 | 59.61 | 59.61 | 59.61 | 59.61 | 59.61 | 0 | 0 | 2 | 692 | 36.4 | 69.61 | -40 | 34.4 | 20.439 | 0 | 20.439 | LONG | LONG | [6 empty] | 36.4 | 34.4 | 36.4 | 34.4 | 36.4 | 34.4 | 34.4 | 34.4 | 34.4 | 4.85 | 29.55 | 29.55 | 29.55 | 35.4 | 35.4 | 35.4 | 35.4 | 35.4 | 35.4 | 35.4 | 35.4 | 35.4 | 5.31 | 30.09 | 30.09 | 30.09 | 59.61 | 59.61 | 59.61 | 5.03 | 54.58 | 54.58 | 54.58
2020-01-27 18:00 | 22.132 | 17.002 | 5.435 | -0.305 | 46.77 | 46.77 | 46.77 | 46.77 | 46.77 | 46.77 | 0 | 0 | 2 | 692 | 36.4 | 56.77 | -40 | 34.4 | 22.132 | 0 | 22.132 | LONG | LONG | [6 empty] | 36.4 | 34.4 | 36.4 | 34.4 | 36.4 | 34.4 | 34.4 | 34.4 | 34.4 | 4.85 | 29.55 | 29.55 | 29.55 | 35.4 | 35.4 | 35.4 | 35.4 | 35.4 | 35.4 | 35.4 | 35.4 | 35.4 | 5.31 | 30.09 | 30.09 | 30.09 | 46.77 | 46.77 | 46.77 | 5.03 | 41.74 | 41.74 | 41.74
2020-01-27 19:00 | 28.988 | 1.636 | 20.714 | 6.638 | 46.72 | 29.1 | 46.72 | 29.1 | 46.72 | 29.1 | 0 | 19.167 | 27 | 1991 | 36.4 | 76 | -30 | 34.4 | 9.821 | 0 | 9.821 | LONG | LONG |  | 29.1 |  | 29.1 |  | 29.1 | 36.4 | 29.1 | 36.4 | 29.1 | 36.4 | 29.1 | 29.1 | 29.1 | 29.1 | 4.85 | 24.25 | 24.25 | 24.25 | 35.4 | 29.1 | 35.4 | 29.1 | 35.4 | 29.1 | 29.1 | 29.1 | 29.1 | 5.31 | 23.79 | 23.79 | 23.79 | 29.1 | 29.1 | 29.1 | 5.03 | 24.07 | 24.07 | 24.07
2020-01-27 20:00 | 37.062 | 26.229 | 15.859 | -5.026 | 32.08 | 29.7 | 32.08 | 29.7 | 32.08 | 29.7 | 0 | 54.416 | 135 | 184 | 37.7 | 94 | -20 | 35.7 | -17.354 | 17.354 | 0 | LONG | LONG |  | 29.7 |  | 29.7 |  | 29.7 | 37.7 | 29.7 | 37.7 | 29.7 | 37.7 | 29.7 | 29.7 | 29.7 | 29.7 | 4.85 | 24.85 | 24.85 | 24.85 | 36.7 | 29.7 | 36.7 | 29.7 | 36.7 | 29.7 | 29.7 | 29.7 | 29.7 | 5.31 | 24.39 | 24.39 | 24.39 | 29.7 | 29.7 | 29.7 | 5.03 | 24.67 | 24.67 | 24.67
2020-01-27 21:00 | 38.114 | 23.895 | 16.714 | -2.495 | 36.74 | 32 | 36.74 | 32 | 36.74 | 32 | 0 | 15 | 156 | 381 | 42.2 | 94 | 6.61 | 32 | 23.114 | 0 | 23.114 | LONG | LONG |  | 32 |  | 32 |  | 32 | 42.2 | 32 | 42.2 | 32 | 42.2 | 32 | 32 | 32 | 32 | 4.85 | 27.15 | 27.15 | 27.15 | 37.1 | 32 | 37.1 | 32 | 37.1 | 32 | 32 | 32 | 32 | 5.31 | 26.69 | 26.69 | 26.69 | 32 | 32 | 32 | 5.03 | 26.97 | 26.97 | 26.97
2020-01-27 22:00 | 2.649 | 2.103 | -4.349 | 4.895 | 29.03 | 29.03 | 29.03 | 29.03 | 29.03 | 29.03 | 0 | 0 | 156 | 292 | 39.03 | 94 | 6.61 | 40.2 | 2.649 | 0 | 2.649 | LONG | LONG | [6 empty] | 39.03 | 40.2 | 39.03 | 40.2 | 39.03 | 40.2 | 40.2 | 40.2 | 40.2 | 4.85 | 35.35 | 35.35 | 35.35 | 39.62 | 39.62 | 39.62 | 39.62 | 39.62 | 39.62 | 39.62 | 39.62 | 39.62 | 5.31 | 34.31 | 34.31 | 34.31 | 29.03 | 29.03 | 29.03 | 5.03 | 24 | 24 | 24
2020-01-27 23:00 | 21.516 | 17.261 | 23.438 | -19.183 | 21.03 | 21.03 | 21.03 | 21.03 | 21.03 | 21.03 | 0 | 0 | 156 | 224 | 31.03 | 94 | 6.61 | 40.2 | 21.516 | 0 | 21.516 | LONG | LONG | [6 empty] | 31.03 | 40.2 | 31.03 | 40.2 | 31.03 | 40.2 | 40.2 | 40.2 | 40.2 | 4.85 | 35.35 | 35.35 | 35.35 | 35.62 | 35.62 | 35.62 | 35.62 | 35.62 | 35.62 | 35.62 | 35.62 | 35.62 | 5.31 | 30.31 | 30.31 | 30.31 | 21.03 | 21.03 | 21.03 | 5.03 | 16 | 16 | 16
2020-01-28 | 23.328 | 19.89 | 4.358 | -0.92 | 21.02 | 20.3 | 21.02 | 20.3 | 21.02 | 20.3 | 0 | 20.2 | 131 | 1 | 31.02 | 94 | 42.3 | 42.3 | 3.128 | 0 | 3.128 | LONG | LONG |  | 20.3 |  | 20.3 |  | 20.3 | 31.02 | 20.3 | 31.02 | 20.3 | 31.02 | 20.3 | 20.3 | 20.3 | 20.3 | 4.85 | 15.45 | 15.45 | 15.45 | 36.66 | 20.3 | 36.66 | 20.3 | 36.66 | 20.3 | 20.3 | 20.3 | 20.3 | 5.31 | 14.99 | 14.99 | 14.99 | 20.3 | 20.3 | 20.3 | 5.03 | 15.27 | 15.27 | 15.27
2020-01-28 01:00 | 4.724 | 9.91 | 6.558 | -11.744 | 27.02 | 27.02 | 27.02 | 27.02 | 27.02 | 27.02 | 0 | 0 | 130 | 1 | 44.3 | 94 | 42.3 | 42.3 | 4.724 | 0 | 4.724 | LONG | LONG | [6 empty] | 44.3 | 42.3 | 44.3 | 42.3 | 44.3 | 42.3 | 42.3 | 42.3 | 42.3 | 4.85 | 37.45 | 37.45 | 37.45 | 43.3 | 43.3 | 43.3 | 43.3 | 43.3 | 43.3 | 43.3 | 43.3 | 43.3 | 5.31 | 37.99 | 37.99 | 37.99 | 27.02 | 27.02 | 27.02 | 5.03 | 21.99 | 21.99 | 21.99
2020-01-28 02:00 | -21.501 | 4.978 | 1.084 | -27.563 | 58.3 | 26.78 | 58.3 | 26.78 | 58.3 | 26.78 | 18.4 | 0 | 130 | 223 | 44.3 | 94 | 6.75 | 42.3 | -3.101 | 3.101 | 0 | SHORT | SHORT | 58.3 |  | 58.3 |  | 58.3 |  | 58.3 | 42.3 | 58.3 | 42.3 | 58.3 | 42.3 | 58.3 | 58.3 | 58.3 | 4.85 | 63.15 | 63.15 | 63.15 | 58.3 | 43.3 | 58.3 | 43.3 | 58.3 | 43.3 | 58.3 | 58.3 | 58.3 | 5.31 | 63.61 | 63.61 | 63.61 | 58.3 | 58.3 | 58.3 | 5.03 | 63.33 | 63.33 | 63.33
2020-01-28 03:00 | 8.982 | 15.134 | 0.519 | -6.671 | 26.73 | 26.73 | 26.73 | 26.73 | 26.73 | 26.73 | 0 | 0 | 130 | 222 | 44.3 | 94 | 6.75 | 6.75 | 8.982 | 0 | 8.982 | LONG | LONG | [6 empty] | 44.3 | 6.75 | 44.3 | 6.75 | 44.3 | 6.75 | 6.75 | 6.75 | 6.75 | 4.85 | 1.9 | 1.9 | 1.9 | 25.53 | 25.53 | 25.53 | 25.53 | 25.53 | 25.53 | 25.53 | 25.53 | 25.53 | 5.31 | 20.22 | 20.22 | 20.22 | 26.73 | 26.73 | 26.73 | 5.03 | 21.7 | 21.7 | 21.7
2020-01-28 04:00 | 1.556 | -6.381 | 1.993 | 5.944 | 27.01 | 27.01 | 27.01 | 27.01 | 27.01 | 27.01 | 0 | 0 | 90 | 222 | 62 | 90 | 6.75 | 6.75 | 1.556 | 0 | 1.556 | LONG | LONG | [6 empty] | 62 | 6.75 | 62 | 6.75 | 62 | 6.75 | 6.75 | 6.75 | 6.75 | 4.85 | 1.9 | 1.9 | 1.9 | 34.38 | 34.38 | 34.38 | 34.38 | 34.38 | 34.38 | 34.38 | 34.38 | 34.38 | 5.31 | 29.07 | 29.07 | 29.07 | 27.01 | 27.01 | 27.01 | 5.03 | 21.98 | 21.98 | 21.98
2020-01-28 05:00 | -45.996 | -3.881 | -15.455 | -26.66 | 28.01 | 28.01 | 28.01 | 28.01 | 28.01 | 28.01 | 0 | 0 | 130 | 1 | 44.3 | 94 | 42.3 | 42.3 | -45.996 | 45.996 | 0 | SHORT | SHORT | [6 empty] | 44.3 | 42.3 | 44.3 | 42.3 | 44.3 | 42.3 | 44.3 | 44.3 | 44.3 | 4.85 | 49.15 | 49.15 | 49.15 | 43.3 | 43.3 | 43.3 | 43.3 | 43.3 | 43.3 | 43.3 | 43.3 | 43.3 | 5.31 | 48.61 | 48.61 | 48.61 | 28.01 | 28.01 | 28.01 | 5.03 | 33.04 | 33.04 | 33.04
2020-01-28 06:00 | -18.004 | -11.64 | 15.111 | -21.475 | 94 | 27.9 | 94 | 27.9 | 94 | 27.9 | 28.549 | 0 | 91 | 431 | 37.9 | 94 | 6.75 | 37 | 10.545 | 0 | 10.545 | SHORT | SHORT | 94 |  | 94 |  | 94 |  | 94 | 37 | 94 | 37 | 94 | 37 | 94 | 94 | 94 | 4.85 | 98.85 | 98.85 | 98.85 | 94 | 37.45 | 94 | 37.45 | 94 | 37.45 | 94 | 94 | 94 | 5.31 | 99.31 | 99.31 | 99.31 | 94 | 94 | 94 | 5.03 | 99.03 | 99.03 | 99.03
2020-01-28 07:00 | -33.424 | -0.298 | 14.605 | -47.731 | 94 | 44.69 | 94 | 44.69 | 94 | 44.69 | 79.718 | 0 | 251 | 440 | 38.2 | 94 | -30 | 36.2 | 46.294 | 0 | 46.294 | SHORT | SHORT | 94 |  | 94 |  | 94 |  | 94 | 36.2 | 94 | 36.2 | 94 | 36.2 | 94 | 94 | 94 | 4.85 | 98.85 | 98.85 | 98.85 | 94 | 37.2 | 94 | 37.2 | 94 | 37.2 | 94 | 94 | 94 | 5.31 | 99.31 | 99.31 | 99.31 | 94 | 94 | 94 | 5.03 | 99.03 | 99.03 | 99.03
2020-01-28 08:00 | 15.631 | 26.797 | 25.233 | -36.399 | 90 | 54.85 | 90 | 54.85 | 90 | 54.85 | 36.584 | 0 | 27 | 670 | 38.2 | 90 | -30 | 36.2 | 52.215 | 0 | 52.215 | SHORT | LONG | 90 |  | 90 |  | 90 |  | 90 | 36.2 | 90 | 36.2 | 90 | 36.2 | 90 | 90 | 90 | 4.85 | 94.85 | 94.85 | 94.85 | 90 | 37.2 | 90 | 37.2 | 90 | 37.2 | 90 | 90 | 90 | 5.31 | 95.31 | 95.31 | 95.31 | 54.85 | 54.85 | 54.85 | 5.03 | 49.82 | 49.82 | 49.82
2020-01-28 09:00 | -2.401 | 45.78 | 4.846 | -53.027 | 90 | 44.05 | 90 | 44.05 | 90 | 44.05 | 21.766 | 0 | 50 | 646 | 38.2 | 90 | -20 | 36.2 | 19.365 | 0 | 19.365 | SHORT | SHORT | 90 |  | 90 |  | 90 |  | 90 | 36.2 | 90 | 36.2 | 90 | 36.2 | 90 | 90 | 90 | 4.85 | 94.85 | 94.85 | 94.85 | 90 | 37.2 | 90 | 37.2 | 90 | 37.2 | 90 | 90 | 90 | 5.31 | 95.31 | 95.31 | 95.31 | 90 | 90 | 90 | 5.03 | 95.03 | 95.03 | 95.03
2020-01-28 10:00 | -33.696 | 19.61 | 0.73 | -54.036 | 94 | 43.28 | 94 | 43.28 | 94 | 43.28 | 21.734 | 0 | 52 | 475 | 38.2 | 94 | -20 | 36.2 | -11.962 | 11.962 | 0 | SHORT | SHORT | 94 |  | 94 |  | 94 |  | 94 | 36.2 | 94 | 36.2 | 94 | 36.2 | 94 | 94 | 94 | 4.85 | 98.85 | 98.85 | 98.85 | 94 | 37.2 | 94 | 37.2 | 94 | 37.2 | 94 | 94 | 94 | 5.31 | 99.31 | 99.31 | 99.31 | 94 | 94 | 94 | 5.03 | 99.03 | 99.03 | 99.03
2020-01-28 11:00 | 27.31 | 58.17 | 11.052 | -41.912 | 47.8 | 36.2 | 47.8 | 36.2 | 47.8 | 36.2 | 7.666 | 17 | 164 | 440 | 38.2 | 95 | -20 | 36.2 | 17.976 | 0 | 17.976 | LONG | LONG |  | 36.2 |  | 36.2 |  | 36.2 | 38.2 | 36.2 | 38.2 | 36.2 | 38.2 | 36.2 | 36.2 | 36.2 | 36.2 | 4.85 | 31.35 | 31.35 | 31.35 | 37.2 | 36.2 | 37.2 | 36.2 | 37.2 | 36.2 | 36.2 | 36.2 | 36.2 | 5.31 | 30.89 | 30.89 | 30.89 | 36.2 | 36.2 | 36.2 | 5.03 | 31.17 | 31.17 | 31.17
2020-01-28 12:00 | -34.94 | 35.259 | -11.542 | -58.657 | 62 | 43.23 | 62 | 43.23 | 62 | 43.23 | 27.867 | 0 | 155 | 227 | 38.2 | 95 | 15 | 36.2 | -7.073 | 7.073 | 0 | SHORT | SHORT | 62 |  | 62 |  | 62 |  | 62 | 36.2 | 62 | 36.2 | 62 | 36.2 | 62 | 62 | 62 | 4.85 | 66.85 | 66.85 | 66.85 | 62 | 37.2 | 62 | 37.2 | 62 | 37.2 | 62 | 62 | 62 | 5.31 | 67.31 | 67.31 | 67.31 | 62 | 62 | 62 | 5.03 | 67.03 | 67.03 | 67.03
2020-01-28 13:00 | -29.272 | 29.306 | -14.702 | -43.876 | 78 | 46.7 | 78 | 46.7 | 78 | 46.7 | 45.383 | 0 | 157 | 450 | 38.2 | 95 | 6.75 | 36.2 | 16.111 | 0 | 16.111 | SHORT | SHORT | 78 |  | 78 |  | 78 |  | 78 | 36.2 | 78 | 36.2 | 78 | 36.2 | 78 | 78 | 78 | 4.85 | 82.85 | 82.85 | 82.85 | 78 | 37.2 | 78 | 37.2 | 78 | 37.2 | 78 | 78 | 78 | 5.31 | 83.31 | 83.31 | 83.31 | 78 | 78 | 78 | 5.03 | 83.03 | 83.03 | 83.03
2020-01-28 14:00 | 2.437 | 29.197 | -4.485 | -22.275 | 72 | 43.24 | 72 | 43.24 | 72 | 43.24 | 14.583 | 0 | 186 | 450 | 38.2 | 95 | 6.75 | 36.2 | 17.02 | 0 | 17.02 | SHORT | LONG | 72 |  | 72 |  | 72 |  | 72 | 36.2 | 72 | 36.2 | 72 | 36.2 | 72 | 72 | 72 | 4.85 | 76.85 | 76.85 | 76.85 | 72 | 37.2 | 72 | 37.2 | 72 | 37.2 | 72 | 72 | 72 | 5.31 | 77.31 | 77.31 | 77.31 | 43.24 | 43.24 | 43.24 | 5.03 | 38.21 | 38.21 | 38.21
2020-01-28 15:00 | 21.607 | 38.563 | 4.124 | -21.08 | 43.29 | 43.29 | 43.29 | 43.29 | 43.29 | 43.29 | 0 | 0 | 161 | 227 | 38.2 | 95 | 15 | 36.2 | 21.607 | 0 | 21.607 | LONG | LONG | [6 empty] | 38.2 | 36.2 | 38.2 | 36.2 | 38.2 | 36.2 | 36.2 | 36.2 | 36.2 | 4.85 | 31.35 | 31.35 | 31.35 | 37.2 | 37.2 | 37.2 | 37.2 | 37.2 | 37.2 | 37.2 | 37.2 | 37.2 | 5.31 | 31.89 | 31.89 | 31.89 | 43.29 | 43.29 | 43.29 | 5.03 | 38.26 | 38.26 | 38.26
2020-01-28 16:00 | 75.18 | 58.527 | 26.908 | -10.255 | 43.28 | 28 | 43.28 | 28 | 43.28 | 28 | 0 | 66.75 | 162 | 424 | 38.2 | 95 | 13.75 | 36.2 | 8.43 | 0 | 8.43 | LONG | LONG |  | 28 |  | 28 |  | 28 | 38.2 | 28 | 38.2 | 28 | 38.2 | 28 | 28 | 28 | 28 | 4.85 | 23.15 | 23.15 | 23.15 | 37.2 | 28 | 37.2 | 28 | 37.2 | 28 | 28 | 28 | 28 | 5.31 | 22.69 | 22.69 | 22.69 | 28 | 28 | 28 | 5.03 | 22.97 | 22.97 | 22.97
2020-01-28 17:00 | 19.806 | 26.192 | 10.903 | -17.289 | 56.78 | 30.2 | 56.78 | 30.2 | 56.78 | 30.2 | 0 | 28.333 | 101 | 475 | 66.78 | 95 | -30 | 36.2 | -8.527 | 8.527 | 0 | LONG | LONG |  | 30.2 |  | 30.2 |  | 30.2 | 66.78 | 30.2 | 66.78 | 30.2 | 66.78 | 30.2 | 30.2 | 30.2 | 30.2 | 4.85 | 25.35 | 25.35 | 25.35 | 51.49 | 30.2 | 51.49 | 30.2 | 51.49 | 30.2 | 30.2 | 30.2 | 30.2 | 5.31 | 24.89 | 24.89 | 24.89 | 30.2 | 30.2 | 30.2 | 5.03 | 25.17 | 25.17 | 25.17
2020-01-28 18:00 | 0.869 | 13.311 | -4.469 | -7.973 | 90 | 46.76 | 90 | 46.76 | 90 | 46.76 | 3.767 | 0 | 102 | 473 | 38.2 | 95 | -30 | 36.2 | 4.636 | 0 | 4.636 | SHORT | LONG | 90 |  | 90 |  | 90 |  | 90 | 36.2 | 90 | 36.2 | 90 | 36.2 | 90 | 90 | 90 | 4.85 | 94.85 | 94.85 | 94.85 | 90 | 37.2 | 90 | 37.2 | 90 | 37.2 | 90 | 90 | 90 | 5.31 | 95.31 | 95.31 | 95.31 | 46.76 | 46.76 | 46.76 | 5.03 | 41.73 | 41.73 | 41.73
2020-01-28 19:00 | -32.54 | 2.119 | -18.096 | -16.563 | 47.2 | 43.29 | 47.2 | 43.29 | 47.2 | 43.29 | 37.833 | 0 | 104 | 471 | 38.2 | 95 | -30 | 36.2 | 5.293 | 0 | 5.293 | SHORT | SHORT | 47.2 |  | 47.2 |  | 47.2 |  | 47.2 | 36.2 | 47.2 | 36.2 | 47.2 | 36.2 | 47.2 | 47.2 | 47.2 | 4.85 | 52.05 | 52.05 | 52.05 | 47.2 | 37.2 | 47.2 | 37.2 | 47.2 | 37.2 | 47.2 | 47.2 | 47.2 | 5.31 | 52.51 | 52.51 | 52.51 | 47.2 | 47.2 | 47.2 | 5.03 | 52.23 | 52.23 | 52.23
2020-01-28 20:00 | -54.232 | -12.401 | 15.418 | -57.249 | 95 | 27.89 | 95 | 27.89 | 95 | 27.89 | 49.133 | 0 | 288 | 386 | 37.89 | 95 | 6.75 | 37.7 | -5.099 | 5.099 | 0 | SHORT | SHORT | 95 |  | 95 |  | 95 |  | 95 | 37.7 | 95 | 37.7 | 95 | 37.7 | 95 | 95 | 95 | 4.85 | 99.85 | 99.85 | 99.85 | 95 | 37.8 | 95 | 37.8 | 95 | 37.8 | 95 | 95 | 95 | 5.31 | 100.31 | 100.31 | 100.31 | 95 | 95 | 95 | 5.03 | 100.03 | 100.03 | 100.03
2020-01-28 21:00 | -85.825 | 13.568 | -7.507 | -91.886 | 95 | 27.85 | 95 | 27.85 | 95 | 27.85 | 100.885 | 0 | 288 | 382 | 44.3 | 95 | 6.75 | 42.3 | 15.06 | 0 | 15.06 | SHORT | SHORT | 95 |  | 95 |  | 95 |  | 95 | 42.3 | 95 | 42.3 | 95 | 42.3 | 95 | 95 | 95 | 4.85 | 99.85 | 99.85 | 99.85 | 95 | 43.3 | 95 | 43.3 | 95 | 43.3 | 95 | 95 | 95 | 5.31 | 100.31 | 100.31 | 100.31 | 95 | 95 | 95 | 5.03 | 100.03 | 100.03 | 100.03
2020-01-28 22:00 | -51.025 | 14.018 | 6.945 | -71.988 | 58.3 | 21.1 | 58.3 | 21.1 | 58.3 | 21.1 | 46.917 | 0 | 199 | 366 | 31.1 | 95 | 6.75 | 42.3 | -4.108 | 4.108 | 0 | SHORT | SHORT | 58.3 |  | 58.3 |  | 58.3 |  | 58.3 | 42.3 | 58.3 | 42.3 | 58.3 | 42.3 | 58.3 | 58.3 | 58.3 | 4.85 | 63.15 | 63.15 | 63.15 | 58.3 | 36.7 | 58.3 | 36.7 | 58.3 | 36.7 | 58.3 | 58.3 | 58.3 | 5.31 | 63.61 | 63.61 | 63.61 | 58.3 | 58.3 | 58.3 | 5.03 | 63.33 | 63.33 | 63.33
2020-01-28 23:00 | -7.178 | 36.989 | 3.601 | -47.768 | 58.3 | 20.49 | 58.3 | 20.49 | 58.3 | 20.49 | 26.833 | 0 | 149 | 224 | 30.49 | 95 | 6.75 | 42.3 | 19.655 | 0 | 19.655 | SHORT | SHORT | 58.3 |  | 58.3 |  | 58.3 |  | 58.3 | 42.3 | 58.3 | 42.3 | 58.3 | 42.3 | 58.3 | 58.3 | 58.3 | 4.85 | 63.15 | 63.15 | 63.15 | 58.3 | 36.4 | 58.3 | 36.4 | 58.3 | 36.4 | 58.3 | 58.3 | 58.3 | 5.31 | 63.61 | 63.61 | 63.61 | 58.3 | 58.3 | 58.3 | 5.03 | 63.33 | 63.33 | 63.33
2020-01-29 | -15.571 | 32 | 0.792 | -48.363 | 70 | 20.08 | 70 | 20.08 | 70 | 20.08 | 15.567 | 0 | 174 | 1 | 30.08 | 95 | 40.4 | 40.4 | -0.004 | 0.004 | 0 | SHORT | SHORT | 70 |  | 70 |  | 70 |  | 70 | 40.4 | 70 | 40.4 | 70 | 40.4 | 70 | 70 | 70 | 4.85 | 74.85 | 74.85 | 74.85 | 70 | 35.24 | 70 | 35.24 | 70 | 35.24 | 70 | 70 | 70 | 5.31 | 75.31 | 75.31 | 75.31 | 70 | 70 | 70 | 5.03 | 75.03 | 75.03 | 75.03
2020-01-29 01:00 | 35.075 | 8.358 | 1.198 | 25.519 | 19.95 | 19.95 | 19.95 | 19.95 | 19.95 | 19.95 | 0 | 16.917 | 174 | 1 | 29.95 | 95 | 40.4 | 40.4 | 18.158 | 0 | 18.158 | LONG | LONG |  | 19.95 |  | 19.95 |  | 19.95 | 29.95 | 19.95 | 29.95 | 19.95 | 29.95 | 19.95 | 19.95 | 19.95 | 19.95 | 4.85 | 15.1 | 15.1 | 15.1 | 35.18 | 19.95 | 35.18 | 19.95 | 35.18 | 19.95 | 19.95 | 19.95 | 19.95 | 5.31 | 14.64 | 14.64 | 14.64 | 19.95 | 19.95 | 19.95 | 5.03 | 14.92 | 14.92 | 14.92
2020-01-29 02:00 | 13.724 | -19.766 | -5.869 | 39.359 | 19.58 | 19.58 | 19.58 | 19.58 | 19.58 | 19.58 | 0 | 0 | 174 | 1 | 29.58 | 95 | 40.4 | 40.4 | 13.724 | 0 | 13.724 | LONG | LONG | [6 empty] | 29.58 | 40.4 | 29.58 | 40.4 | 29.58 | 40.4 | 40.4 | 40.4 | 40.4 | 4.85 | 35.55 | 35.55 | 35.55 | 34.99 | 34.99 | 34.99 | 34.99 | 34.99 | 34.99 | 34.99 | 34.99 | 34.99 | 5.31 | 29.68 | 29.68 | 29.68 | 19.58 | 19.58 | 19.58 | 5.03 | 14.55 | 14.55 | 14.55
2020-01-29 03:00 | 52.689 | -39.751 | -9.346 | 101.786 | 19.16 | 19.16 | 19.16 | 19.16 | 19.16 | 19.16 | 0 | 0 | 174 | 1 | 29.16 | 95 | 40.4 | 40.4 | 52.689 | 0 | 52.689 | LONG | LONG | [6 empty] | 29.16 | 40.4 | 29.16 | 40.4 | 29.16 | 40.4 | 40.4 | 40.4 | 40.4 | 4.85 | 35.55 | 35.55 | 35.55 | 34.78 | 34.78 | 34.78 | 34.78 | 34.78 | 34.78 | 34.78 | 34.78 | 34.78 | 5.31 | 29.47 | 29.47 | 29.47 | 19.16 | 19.16 | 19.16 | 5.03 | 14.13 | 14.13 | 14.13
2020-01-29 04:00 | 45.365 | -18.146 | -2.732 | 66.243 | 27.05 | 19.61 | 27.05 | 19.61 | 27.05 | 19.61 | 0 | 16.666 | 174 | 20 | 37.05 | 95 | 24.4 | 40.4 | 28.699 | 0 | 28.699 | LONG | LONG |  | 19.61 |  | 19.61 |  | 19.61 | 37.05 | 19.61 | 37.05 | 19.61 | 37.05 | 19.61 | 19.61 | 19.61 | 19.61 | 4.85 | 14.76 | 14.76 | 14.76 | 38.73 | 19.61 | 38.73 | 19.61 | 38.73 | 19.61 | 19.61 | 19.61 | 19.61 | 5.31 | 14.3 | 14.3 | 14.3 | 19.61 | 19.61 | 19.61 | 5.03 | 14.58 | 14.58 | 14.58
2020-01-29 05:00 | 66.577 | 20.222 | -36.555 | 82.91 | 28.04 | 19.97 | 28.04 | 19.97 | 28.04 | 19.97 | 0 | 42 | 174 | 2 | 38.04 | 95 | 34.4 | 40.4 | 24.577 | 0 | 24.577 | LONG | LONG |  | 19.97 |  | 19.97 |  | 19.97 | 38.04 | 19.97 | 38.04 | 19.97 | 38.04 | 19.97 | 19.97 | 19.97 | 19.97 | 4.85 | 15.12 | 15.12 | 15.12 | 39.22 | 19.97 | 39.22 | 19.97 | 39.22 | 19.97 | 19.97 | 19.97 | 19.97 | 5.31 | 14.66 | 14.66 | 14.66 | 19.97 | 19.97 | 19.97 | 5.03 | 14.94 | 14.94 | 14.94
2020-01-29 06:00 | 136.938 | 18.321 | 19.058 | 99.559 | 28.54 | 24.3 | 28.54 | 24.3 | 28.54 | 24.3 | 0 | 28.167 | 114 | 290 | 37.3 | 95 | 3.99 | 35.3 | 108.771 | 0 | 108.771 | LONG | LONG |  | 24.3 |  | 24.3 |  | 24.3 | 37.3 | 24.3 | 37.3 | 24.3 | 37.3 | 24.3 | 24.3 | 24.3 | 24.3 | 4.85 | 19.45 | 19.45 | 19.45 | 36.3 | 24.3 | 36.3 | 24.3 | 36.3 | 24.3 | 24.3 | 24.3 | 24.3 | 5.31 | 18.99 | 18.99 | 18.99 | 24.3 | 24.3 | 24.3 | 5.03 | 19.27 | 19.27 | 19.27
2020-01-29 07:00 | 60.936 | -9.219 | -21.657 | 91.812 | 42.06 | 34.5 | 42.06 | 34.5 | 42.06 | 34.5 | 0 | 29.817 | 92 | 180 | 36.5 | 95 | -20 | 34.5 | 31.119 | 0 | 31.119 | LONG | LONG |  | 34.5 |  | 34.5 |  | 34.5 | 36.5 | 34.5 | 36.5 | 34.5 | 36.5 | 34.5 | 34.5 | 34.5 | 34.5 | 4.85 | 29.65 | 29.65 | 29.65 | 35.5 | 34.5 | 35.5 | 34.5 | 35.5 | 34.5 | 34.5 | 34.5 | 34.5 | 5.31 | 29.19 | 29.19 | 29.19 | 34.5 | 34.5 | 34.5 | 5.03 | 29.47 | 29.47 | 29.47
2020-01-29 08:00 | 75.035 | -39.49 | -1.388 | 115.913 | 45.52 | 45.52 | 45.52 | 45.52 | 45.52 | 45.52 | 0 | 23.333 | 114 | 594 | 36.5 | 95 | -20 | 34.5 | 51.702 | 0 | 51.702 | LONG | LONG |  | 45.52 |  | 45.52 |  | 45.52 | 36.5 | 45.52 | 36.5 | 45.52 | 36.5 | 45.52 | 45.52 | 45.52 | 45.52 | 4.85 | 40.67 | 40.67 | 40.67 | 35.5 | 45.52 | 35.5 | 45.52 | 35.5 | 45.52 | 45.52 | 45.52 | 45.52 | 5.31 | 40.21 | 40.21 | 40.21 | 45.52 | 45.52 | 45.52 | 5.03 | 40.49 | 40.49 | 40.49
2020-01-29 09:00 | 74.082 | -43.596 | -6.789 | 124.467 | 46.81 | 28.5 | 46.81 | 28.5 | 46.81 | 28.5 | 0 | 47.333 | 24 | 642 | 36.5 | 94 | -20 | 34.5 | 26.749 | 0 | 26.749 | LONG | LONG |  | 28.5 |  | 28.5 |  | 28.5 | 36.5 | 28.5 | 36.5 | 28.5 | 36.5 | 28.5 | 28.5 | 28.5 | 28.5 | 4.85 | 23.65 | 23.65 | 23.65 | 35.5 | 28.5 | 35.5 | 28.5 | 35.5 | 28.5 | 28.5 | 28.5 | 28.5 | 5.31 | 23.19 | 23.19 | 23.19 | 28.5 | 28.5 | 28.5 | 5.03 | 23.47 | 23.47 | 23.47
2020-01-29 10:00 | 65.497 | -27.306 | -4.722 | 97.525 | 43.24 | 28.5 | 43.24 | 28.5 | 43.24 | 28.5 | 0 | 48.833 | 144 | 550 | 36.5 | 95 | -20 | 34.5 | 16.664 | 0 | 16.664 | LONG | LONG |  | 28.5 |  | 28.5 |  | 28.5 | 36.5 | 28.5 | 36.5 | 28.5 | 36.5 | 28.5 | 28.5 | 28.5 | 28.5 | 4.85 | 23.65 | 23.65 | 23.65 | 35.5 | 28.5 | 35.5 | 28.5 | 35.5 | 28.5 | 28.5 | 28.5 | 28.5 | 5.31 | 23.19 | 23.19 | 23.19 | 28.5 | 28.5 | 28.5 | 5.03 | 23.47 | 23.47 | 23.47
2020-01-29 11:00 | 68.523 | -36.645 | 12.033 | 93.135 | 42.81 | 28.5 | 42.81 | 28.5 | 42.81 | 28.5 | 0 | 57 | 141 | 519 | 36.5 | 95 | 4 | 34.5 | 11.523 | 0 | 11.523 | LONG | LONG |  | 28.5 |  | 28.5 |  | 28.5 | 36.5 | 28.5 | 36.5 | 28.5 | 36.5 | 28.5 | 28.5 | 28.5 | 28.5 | 4.85 | 23.65 | 23.65 | 23.65 | 35.5 | 28.5 | 35.5 | 28.5 | 35.5 | 28.5 | 28.5 | 28.5 | 28.5 | 5.31 | 23.19 | 23.19 | 23.19 | 28.5 | 28.5 | 28.5 | 5.03 | 23.47 | 23.47 | 23.47
2020-01-29 12:00 | 25.829 | -28.015 | -10.152 | 63.996 | 46.72 | 28.5 | 46.72 | 28.5 | 46.72 | 28.5 | 0 | 26.666 | 123 | 349 | 36.5 | 95 | 11 | 34.5 | -0.837 | 0.837 | 0 | LONG | LONG |  | 28.5 |  | 28.5 |  | 28.5 | 36.5 | 28.5 | 36.5 | 28.5 | 36.5 | 28.5 | 28.5 | 28.5 | 28.5 | 4.85 | 23.65 | 23.65 | 23.65 | 35.5 | 28.5 | 35.5 | 28.5 | 35.5 | 28.5 | 28.5 | 28.5 | 28.5 | 5.31 | 23.19 | 23.19 | 23.19 | 28.5 | 28.5 | 28.5 | 5.03 | 23.47 | 23.47 | 23.47
2020-01-29 13:00 | 23.609 | -35.705 | -7.167 | 66.481 | 46.74 | 32.91 | 46.74 | 32.91 | 46.74 | 32.91 | 0 | 16.667 | 138 | 363 | 36.5 | 95 | 11 | 34.5 | 6.942 | 0 | 6.942 | LONG | LONG |  | 32.91 |  | 32.91 |  | 32.91 | 36.5 | 32.91 | 36.5 | 32.91 | 36.5 | 32.91 | 32.91 | 32.91 | 32.91 | 4.85 | 28.06 | 28.06 | 28.06 | 35.5 | 32.91 | 35.5 | 32.91 | 35.5 | 32.91 | 32.91 | 32.91 | 32.91 | 5.31 | 27.6 | 27.6 | 27.6 | 32.91 | 32.91 | 32.91 | 5.03 | 27.88 | 27.88 | 27.88
2020-01-29 14:00 | 11.684 | -42.603 | -11.936 | 66.223 | 46.41 | 46.41 | 46.41 | 46.41 | 46.41 | 46.41 | 0 | 0 | 136 | 362 | 45.5 | 95 | 11 | 34.5 | 11.684 | 0 | 11.684 | LONG | LONG | [6 empty] | 45.5 | 34.5 | 45.5 | 34.5 | 45.5 | 34.5 | 34.5 | 34.5 | 34.5 | 4.85 | 29.65 | 29.65 | 29.65 | 40 | 40 | 40 | 40 | 40 | 40 | 40 | 40 | 40 | 5.31 | 34.69 | 34.69 | 34.69 | 46.41 | 46.41 | 46.41 | 5.03 | 41.38 | 41.38 | 41.38
2020-01-29 15:00 | 74.737 | -4.467 | 12.445 | 66.759 | 46.35 | 28 | 46.35 | 28 | 46.35 | 28 | 0 | 49.501 | 133 | 367 | 36.5 | 95 | 11 | 34.5 | 25.236 | 0 | 25.236 | LONG | LONG |  | 28 |  | 28 |  | 28 | 36.5 | 28 | 36.5 | 28 | 36.5 | 28 | 28 | 28 | 28 | 4.85 | 23.15 | 23.15 | 23.15 | 35.5 | 28 | 35.5 | 28 | 35.5 | 28 | 28 | 28 | 28 | 5.31 | 22.69 | 22.69 | 22.69 | 28 | 28 | 28 | 5.03 | 22.97 | 22.97 | 22.97
2020-01-29 16:00 | 84.468 | -14.485 | 27.658 | 71.295 | 46.75 | 28.5 | 46.75 | 28.5 | 46.75 | 28.5 | 0 | 82.333 | 133 | 354 | 49.5 | 95 | 11 | 34.5 | 2.135 | 0 | 2.135 | LONG | LONG |  | 28.5 |  | 28.5 |  | 28.5 | 49.5 | 28.5 | 49.5 | 28.5 | 49.5 | 28.5 | 28.5 | 28.5 | 28.5 | 4.85 | 23.65 | 23.65 | 23.65 | 42 | 28.5 | 42 | 28.5 | 42 | 28.5 | 28.5 | 28.5 | 28.5 | 5.31 | 23.19 | 23.19 | 23.19 | 28.5 | 28.5 | 28.5 | 5.03 | 23.47 | 23.47 | 23.47
2020-01-29 17:00 | 47.976 | -22.699 | 6.851 | 63.824 | 54.88 | 28.5 | 54.88 | 28.5 | 54.88 | 28.5 | 0 | 49 | 120 | 354 | 36.5 | 95 | 11 | 34.5 | -1.024 | 1.024 | 0 | LONG | LONG |  | 28.5 |  | 28.5 |  | 28.5 | 36.5 | 28.5 | 36.5 | 28.5 | 36.5 | 28.5 | 28.5 | 28.5 | 28.5 | 4.85 | 23.65 | 23.65 | 23.65 | 35.5 | 28.5 | 35.5 | 28.5 | 35.5 | 28.5 | 28.5 | 28.5 | 28.5 | 5.31 | 23.19 | 23.19 | 23.19 | 28.5 | 28.5 | 28.5 | 5.03 | 23.47 | 23.47 | 23.47
2020-01-29 18:00 | 8.31 | -36.973 | 0.391 | 44.892 | 53.5 | 53.5 | 53.5 | 53.5 | 53.5 | 53.5 | 0 | 0 | 120 | 376 | 45.5 | 95 | 11 | 34.5 | 8.31 | 0 | 8.31 | LONG | LONG | [6 empty] | 45.5 | 34.5 | 45.5 | 34.5 | 45.5 | 34.5 | 34.5 | 34.5 | 34.5 | 4.85 | 29.65 | 29.65 | 29.65 | 40 | 40 | 40 | 40 | 40 | 40 | 40 | 40 | 40 | 5.31 | 34.69 | 34.69 | 34.69 | 53.5 | 53.5 | 53.5 | 5.03 | 48.47 | 48.47 | 48.47
2020-01-29 19:00 | -8.018 | -9.928 | -19.063 | 20.973 | 55 | 46.78 | 55 | 46.78 | 55 | 46.78 | 15.933 | 0 | 124 | 354 | 36.5 | 95 | 11 | 34.5 | 7.915 | 0 | 7.915 | SHORT | SHORT | 55 |  | 55 |  | 55 |  | 55 | 34.5 | 55 | 34.5 | 55 | 34.5 | 55 | 55 | 55 | 4.85 | 59.85 | 59.85 | 59.85 | 55 | 35.5 | 55 | 35.5 | 55 | 35.5 | 55 | 55 | 55 | 5.31 | 60.31 | 60.31 | 60.31 | 55 | 55 | 55 | 5.03 | 60.03 | 60.03 | 60.03
2020-01-29 20:00 | 49.45 | 30.971 | -10.469 | 28.948 | 29.05 | 25.1 | 29.05 | 25.1 | 29.05 | 25.1 | 0 | 44.833 | 149 | 324 | 38.1 | 95 | 4 | 36.1 | 4.617 | 0 | 4.617 | LONG | LONG |  | 25.1 |  | 25.1 |  | 25.1 | 38.1 | 25.1 | 38.1 | 25.1 | 38.1 | 25.1 | 25.1 | 25.1 | 25.1 | 4.85 | 20.25 | 20.25 | 20.25 | 37.1 | 25.1 | 37.1 | 25.1 | 37.1 | 25.1 | 25.1 | 25.1 | 25.1 | 5.31 | 19.79 | 19.79 | 19.79 | 25.1 | 25.1 | 25.1 | 5.03 | 20.07 | 20.07 | 20.07
2020-01-29 21:00 | 15.733 | -11.303 | 2.205 | 24.831 | 36.78 | 36.78 | 36.78 | 36.78 | 36.78 | 36.78 | 0 | 0 | 271 | 313 | 42.4 | 95 | 1 | 4 | 15.733 | 0 | 15.733 | LONG | LONG | [6 empty] | 42.4 | 4 | 42.4 | 4 | 42.4 | 4 | 4 | 4 | 4 | 4.85 | -0.85 | -0.85 | -0.85 | 23.2 | 23.2 | 23.2 | 23.2 | 23.2 | 23.2 | 23.2 | 23.2 | 23.2 | 5.31 | 17.89 | 17.89 | 17.89 | 36.78 | 36.78 | 36.78 | 5.03 | 31.75 | 31.75 | 31.75
2020-01-29 22:00 | -4.614 | -18.065 | -15.019 | 28.47 | 55 | 29.05 | 55 | 29.05 | 55 | 29.05 | 34.551 | 0 | 289 | 314 | 39.05 | 95 | 1 | 40.4 | 29.937 | 0 | 29.937 | SHORT | SHORT | 55 |  | 55 |  | 55 |  | 55 | 40.4 | 55 | 40.4 | 55 | 40.4 | 55 | 55 | 55 | 4.85 | 59.85 | 59.85 | 59.85 | 55 | 39.73 | 55 | 39.73 | 55 | 39.73 | 55 | 55 | 55 | 5.31 | 60.31 | 60.31 | 60.31 | 55 | 55 | 55 | 5.03 | 60.03 | 60.03 | 60.03
2020-01-29 23:00 | -42.589 | -52.037 | -17.712 | 27.16 | 55 | 21 | 55 | 21 | 55 | 21 | 22.917 | 0 | 288 | 231 | 42.4 | 95 | 4 | 40.4 | -19.672 | 19.672 | 0 | SHORT | SHORT | 55 |  | 55 |  | 55 |  | 55 | 40.4 | 55 | 40.4 | 55 | 40.4 | 55 | 55 | 55 | 4.85 | 59.85 | 59.85 | 59.85 | 55 | 41.4 | 55 | 41.4 | 55 | 41.4 | 55 | 55 | 55 | 5.31 | 60.31 | 60.31 | 60.31 | 55 | 55 | 55 | 5.03 | 60.03 | 60.03 | 60.03
2020-01-30 | -18.922 | -10.774 | -13.144 | 4.996 | 20.03 | 20.03 | 20.03 | 20.03 | 20.03 | 20.03 | 0 | 0 | 288 | 0 | 42.4 | 95 | 0 | 0 | -18.922 | 18.922 | 0 | SHORT | SHORT | [6 empty] | 42.4 | 0 | 42.4 | 0 | 42.4 | 0 | 42.4 | 42.4 | 42.4 | 4.85 | 47.25 | 47.25 | 47.25 | 21.2 | 21.2 | 21.2 | 21.2 | 21.2 | 21.2 | 21.2 | 21.2 | 21.2 | 5.31 | 26.51 | 26.51 | 26.51 | 20.03 | 20.03 | 20.03 | 5.03 | 25.06 | 25.06 | 25.06
2020-01-30 01:00 | -13.26 | -5.242 | 0.796 | -8.814 | 19.77 | 19.77 | 19.77 | 19.77 | 19.77 | 19.77 | 0 | 0 | 288 | 224 | 42.4 | 95 | 2.07 | 40.4 | -13.26 | 13.26 | 0 | SHORT | SHORT | [6 empty] | 42.4 | 40.4 | 42.4 | 40.4 | 42.4 | 40.4 | 42.4 | 42.4 | 42.4 | 4.85 | 47.25 | 47.25 | 47.25 | 41.4 | 41.4 | 41.4 | 41.4 | 41.4 | 41.4 | 41.4 | 41.4 | 41.4 | 5.31 | 46.71 | 46.71 | 46.71 | 19.77 | 19.77 | 19.77 | 5.03 | 24.8 | 24.8 | 24.8
2020-01-30 02:00 | -7.534 | -22.649 | 1.305 | 13.81 | 19.66 | 19.66 | 19.66 | 19.66 | 19.66 | 19.66 | 0 | 0 | 288 | 447 | 42.4 | 95 | 2.07 | 40.4 | -7.534 | 7.534 | 0 | SHORT | SHORT | [6 empty] | 42.4 | 40.4 | 42.4 | 40.4 | 42.4 | 40.4 | 42.4 | 42.4 | 42.4 | 4.85 | 47.25 | 47.25 | 47.25 | 41.4 | 41.4 | 41.4 | 41.4 | 41.4 | 41.4 | 41.4 | 41.4 | 41.4 | 5.31 | 46.71 | 46.71 | 46.71 | 19.66 | 19.66 | 19.66 | 5.03 | 24.69 | 24.69 | 24.69
2020-01-30 03:00 | -13.637 | -43.383 | 2.984 | 26.762 | 19.68 | 19.68 | 19.68 | 19.68 | 19.68 | 19.68 | 0 | 0 | 288 | 447 | 42.4 | 95 | 2.07 | 40.4 | -13.637 | 13.637 | 0 | SHORT | SHORT | [6 empty] | 42.4 | 40.4 | 42.4 | 40.4 | 42.4 | 40.4 | 42.4 | 42.4 | 42.4 | 4.85 | 47.25 | 47.25 | 47.25 | 41.4 | 41.4 | 41.4 | 41.4 | 41.4 | 41.4 | 41.4 | 41.4 | 41.4 | 5.31 | 46.71 | 46.71 | 46.71 | 19.68 | 19.68 | 19.68 | 5.03 | 24.71 | 24.71 | 24.71
2020-01-30 04:00 | -3.934 | -40.987 | 5.369 | 31.684 | 19.76 | 19.76 | 19.76 | 19.76 | 19.76 | 19.76 | 0 | 0 | 288 | 447 | 42.4 | 95 | 2.07 | 40.4 | -3.934 | 3.934 | 0 | SHORT | SHORT | [6 empty] | 42.4 | 40.4 | 42.4 | 40.4 | 42.4 | 40.4 | 42.4 | 42.4 | 42.4 | 4.85 | 47.25 | 47.25 | 47.25 | 41.4 | 41.4 | 41.4 | 41.4 | 41.4 | 41.4 | 41.4 | 41.4 | 41.4 | 5.31 | 46.71 | 46.71 | 46.71 | 19.76 | 19.76 | 19.76 | 5.03 | 24.79 | 24.79 | 24.79
2020-01-30 05:00 | 46.399 | -9.521 | 9.219 | 46.701 | 28.02 | 28.02 | 28.02 | 28.02 | 28.02 | 28.02 | 0 | 0 | 288 | 445 | 42.4 | 95 | 2.07 | 40.4 | 46.399 | 0 | 46.399 | LONG | LONG | [6 empty] | 42.4 | 40.4 | 42.4 | 40.4 | 42.4 | 40.4 | 40.4 | 40.4 | 40.4 | 4.85 | 35.55 | 35.55 | 35.55 | 41.4 | 41.4 | 41.4 | 41.4 | 41.4 | 41.4 | 41.4 | 41.4 | 41.4 | 5.31 | 36.09 | 36.09 | 36.09 | 28.02 | 28.02 | 28.02 | 5.03 | 22.99 | 22.99 | 22.99
2020-01-30 06:00 | 61.899 | 12.209 | 32.116 | 17.574 | 28.56 | 17.4 | 28.56 | 17.4 | 28.56 | 17.4 | 0 | 65.833 | 228 | 785 | 37.3 | 95 | 2.07 | 35.3 | -3.934 | 3.934 | 0 | LONG | LONG |  | 17.4 |  | 17.4 |  | 17.4 | 37.3 | 17.4 | 37.3 | 17.4 | 37.3 | 17.4 | 17.4 | 17.4 | 17.4 | 4.85 | 12.55 | 12.55 | 12.55 | 36.3 | 17.4 | 36.3 | 17.4 | 36.3 | 17.4 | 17.4 | 17.4 | 17.4 | 5.31 | 12.09 | 12.09 | 12.09 | 17.4 | 17.4 | 17.4 | 5.03 | 12.37 | 12.37 | 12.37
2020-01-30 07:00 | -1.01 | -43.887 | -7.872 | 50.749 | 55.01 | 45.01 | 55.01 | 45.01 | 55.01 | 45.01 | 4.566 | 0 | 206 | 249 | 36.6 | 95 | -20 | 34.6 | 3.556 | 0 | 3.556 | SHORT | SHORT | 55.01 |  | 55.01 |  | 55.01 |  | 55.01 | 34.6 | 55.01 | 34.6 | 55.01 | 34.6 | 55.01 | 55.01 | 55.01 | 4.85 | 59.86 | 59.86 | 59.86 | 55.01 | 35.6 | 55.01 | 35.6 | 55.01 | 35.6 | 55.01 | 55.01 | 55.01 | 5.31 | 60.32 | 60.32 | 60.32 | 55.01 | 55.01 | 55.01 | 5.03 | 60.04 | 60.04 | 60.04
2020-01-30 08:00 | 17.74 | -17.95 | -5.414 | 41.104 | 55.3 | 46.89 | 55.3 | 46.89 | 55.3 | 46.89 | 2.2 | 0 | 219 | 438 | 36.6 | 95 | -20 | 34.6 | 19.94 | 0 | 19.94 | SHORT | LONG | 55.3 |  | 55.3 |  | 55.3 |  | 55.3 | 34.6 | 55.3 | 34.6 | 55.3 | 34.6 | 55.3 | 55.3 | 55.3 | 4.85 | 60.15 | 60.15 | 60.15 | 55.3 | 35.6 | 55.3 | 35.6 | 55.3 | 35.6 | 55.3 | 55.3 | 55.3 | 5.31 | 60.61 | 60.61 | 60.61 | 46.89 | 46.89 | 46.89 | 5.03 | 41.86 | 41.86 | 41.86
2020-01-30 09:00 | -8.311 | -52.541 | -8.799 | 53.029 | 57.2 | 46.74 | 57.2 | 46.74 | 57.2 | 46.74 | 11.933 | 0 | 191 | 471 | 36.6 | 95 | -30 | 34.6 | 3.622 | 0 | 3.622 | SHORT | SHORT | 57.2 |  | 57.2 |  | 57.2 |  | 57.2 | 34.6 | 57.2 | 34.6 | 57.2 | 34.6 | 57.2 | 57.2 | 57.2 | 4.85 | 62.05 | 62.05 | 62.05 | 57.2 | 35.6 | 57.2 | 35.6 | 57.2 | 35.6 | 57.2 | 57.2 | 57.2 | 5.31 | 62.51 | 62.51 | 62.51 | 57.2 | 57.2 | 57.2 | 5.03 | 62.23 | 62.23 | 62.23
2020-01-30 10:00 | -3.109 | -25.554 | -0.87 | 23.315 | 70.1 | 58.43 | 70.1 | 58.43 | 70.1 | 58.43 | 7.233 | 0 | 140 | 471 | 50.3 | 95 | -30 | 34.6 | 4.124 | 0 | 4.124 | SHORT | SHORT | 70.1 |  | 70.1 |  | 70.1 |  | 70.1 | 34.6 | 70.1 | 34.6 | 70.1 | 34.6 | 70.1 | 70.1 | 70.1 | 4.85 | 74.95 | 74.95 | 74.95 | 70.1 | 42.45 | 70.1 | 42.45 | 70.1 | 42.45 | 70.1 | 70.1 | 70.1 | 5.31 | 75.41 | 75.41 | 75.41 | 70.1 | 70.1 | 70.1 | 5.03 | 75.13 | 75.13 | 75.13
2020-01-30 11:00 | 72.793 | -18.064 | 5.963 | 84.894 | 46.75 | 19.5 | 46.75 | 19.5 | 46.75 | 19.5 | 0 | 65.167 | 144 | 1176 | 50.3 | 95 | -30 | 34.6 | 7.626 | 0 | 7.626 | LONG | LONG |  | 19.5 |  | 19.5 |  | 19.5 | 50.3 | 19.5 | 50.3 | 19.5 | 50.3 | 19.5 | 19.5 | 19.5 | 19.5 | 4.85 | 14.65 | 14.65 | 14.65 | 42.45 | 19.5 | 42.45 | 19.5 | 42.45 | 19.5 | 19.5 | 19.5 | 19.5 | 5.31 | 14.19 | 14.19 | 14.19 | 19.5 | 19.5 | 19.5 | 5.03 | 14.47 | 14.47 | 14.47
2020-01-30 12:00 | 132.854 | 3.475 | 5.062 | 124.317 | 46.76 | 15 | 46.76 | 15 | 46.76 | 15 | 0 | 128.634 | 325 | 1105 | 50.3 | 95 | -30 | 34.6 | 4.22 | 0 | 4.22 | LONG | LONG |  | 15 |  | 15 |  | 15 | 50.3 | 15 | 50.3 | 15 | 50.3 | 15 | 15 | 15 | 15 | 4.85 | 10.15 | 10.15 | 10.15 | 42.45 | 15 | 42.45 | 15 | 42.45 | 15 | 15 | 15 | 15 | 5.31 | 9.69 | 9.69 | 9.69 | 15 | 15 | 15 | 5.03 | 9.97 | 9.97 | 9.97
2020-01-30 13:00 | 69.678 | -4.772 | 22.156 | 52.294 | 46.74 | 18.6 | 46.74 | 18.6 | 46.74 | 18.6 | 0 | 75 | 330 | 1335 | 36.6 | 95 | -30 | 34.6 | -5.322 | 5.322 | 0 | LONG | LONG |  | 18.6 |  | 18.6 |  | 18.6 | 36.6 | 18.6 | 36.6 | 18.6 | 36.6 | 18.6 | 18.6 | 18.6 | 18.6 | 4.85 | 13.75 | 13.75 | 13.75 | 35.6 | 18.6 | 35.6 | 18.6 | 35.6 | 18.6 | 18.6 | 18.6 | 18.6 | 5.31 | 13.29 | 13.29 | 13.29 | 18.6 | 18.6 | 18.6 | 5.03 | 13.57 | 13.57 | 13.57
2020-01-30 14:00 | -2.527 | -19.232 | 27.726 | -11.021 | 46.72 | 18.5 | 46.72 | 18.5 | 46.72 | 18.5 | 0 | 19.834 | 354 | 1507 | 50.3 | 95 | -20 | 34.6 | -22.361 | 22.361 | 0 | LONG | SHORT |  | 18.5 |  | 18.5 |  | 18.5 | 50.3 | 18.5 | 50.3 | 18.5 | 50.3 | 18.5 | 18.5 | 18.5 | 18.5 | 4.85 | 13.65 | 13.65 | 13.65 | 42.45 | 18.5 | 42.45 | 18.5 | 42.45 | 18.5 | 18.5 | 18.5 | 18.5 | 5.31 | 13.19 | 13.19 | 13.19 | 46.72 | 46.72 | 46.72 | 5.03 | 51.75 | 51.75 | 51.75
2020-01-30 15:00 | 36.447 | -16.811 | 43.598 | 9.66 | 46.73 | 18.5 | 46.73 | 18.5 | 46.73 | 18.5 | 0 | 38.333 | 380 | 1446 | 50.3 | 95 | 2.07 | 34.6 | -1.886 | 1.886 | 0 | LONG | LONG |  | 18.5 |  | 18.5 |  | 18.5 | 50.3 | 18.5 | 50.3 | 18.5 | 50.3 | 18.5 | 18.5 | 18.5 | 18.5 | 4.85 | 13.65 | 13.65 | 13.65 | 42.45 | 18.5 | 42.45 | 18.5 | 42.45 | 18.5 | 18.5 | 18.5 | 18.5 | 5.31 | 13.19 | 13.19 | 13.19 | 18.5 | 18.5 | 18.5 | 5.03 | 13.47 | 13.47 | 13.47
2020-01-30 16:00 | 31.855 | -22.779 | 47.766 | 6.868 | 43.2 | 18.6 | 43.2 | 18.6 | 43.2 | 18.6 | 0 | 21.833 | 238 | 1287 | 36.6 | 95 | 9.07 | 34.6 | 10.022 | 0 | 10.022 | LONG | LONG |  | 18.6 |  | 18.6 |  | 18.6 | 36.6 | 18.6 | 36.6 | 18.6 | 36.6 | 18.6 | 18.6 | 18.6 | 18.6 | 4.85 | 13.75 | 13.75 | 13.75 | 35.6 | 18.6 | 35.6 | 18.6 | 35.6 | 18.6 | 18.6 | 18.6 | 18.6 | 5.31 | 13.29 | 13.29 | 13.29 | 18.6 | 18.6 | 18.6 | 5.03 | 13.57 | 13.57 | 13.57
2020-01-30 17:00 | -12.261 | -61.943 | 27.161 | 22.521 | 69.1 | 58.41 | 69.1 | 58.41 | 69.1 | 58.41 | 12.95 | 0 | 209 | 402 | 36.6 | 95 | 9.07 | 34.6 | 0.689 | 0 | 0.689 | SHORT | SHORT | 69.1 |  | 69.1 |  | 69.1 |  | 69.1 | 34.6 | 69.1 | 34.6 | 69.1 | 34.6 | 69.1 | 69.1 | 69.1 | 4.85 | 73.95 | 73.95 | 73.95 | 69.1 | 35.6 | 69.1 | 35.6 | 69.1 | 35.6 | 69.1 | 69.1 | 69.1 | 5.31 | 74.41 | 74.41 | 74.41 | 69.1 | 69.1 | 69.1 | 5.03 | 74.13 | 74.13 | 74.13
2020-01-30 18:00 | 20.315 | -50.525 | 12.291 | 58.549 | 55.1 | 46.75 | 55.1 | 46.75 | 55.1 | 46.75 | 10.834 | 0 | 203 | 417 | 42.4 | 95 | 9.07 | 34.6 | 31.149 | 0 | 31.149 | SHORT | LONG | 55.1 |  | 55.1 |  | 55.1 |  | 55.1 | 34.6 | 55.1 | 34.6 | 55.1 | 34.6 | 55.1 | 55.1 | 55.1 | 4.85 | 59.95 | 59.95 | 59.95 | 55.1 | 38.5 | 55.1 | 38.5 | 55.1 | 38.5 | 55.1 | 55.1 | 55.1 | 5.31 | 60.41 | 60.41 | 60.41 | 46.75 | 46.75 | 46.75 | 5.03 | 41.72 | 41.72 | 41.72
2020-01-30 19:00 | 59.938 | -21.324 | 15.518 | 65.744 | 46.72 | 34.8 | 46.72 | 34.8 | 46.72 | 34.8 | 0 | 63.25 | 245 | 1157 | 42.4 | 95 | 1 | 37.1 | -3.312 | 3.312 | 0 | LONG | LONG |  | 34.8 |  | 34.8 |  | 34.8 | 42.4 | 34.8 | 42.4 | 34.8 | 42.4 | 34.8 | 34.8 | 34.8 | 34.8 | 4.85 | 29.95 | 29.95 | 29.95 | 39.75 | 34.8 | 39.75 | 34.8 | 39.75 | 34.8 | 34.8 | 34.8 | 34.8 | 5.31 | 29.49 | 29.49 | 29.49 | 34.8 | 34.8 | 34.8 | 5.03 | 29.77 | 29.77 | 29.77
2020-01-30 20:00 | 113.622 | 33.914 | 20.351 | 59.357 | 29.08 | 1 | 29.08 | 1 | 29.08 | 1 | 0 | 83.5 | 289 | 974 | 38.2 | 95 | 1 | 36.2 | 30.122 | 0 | 30.122 | LONG | LONG |  | 1 |  | 1 |  | 1 | 38.2 | 1 | 38.2 | 1 | 38.2 | 1 | 1 | 1 | 1 | 4.85 | -3.85 | -3.85 | -3.85 | 37.2 | 1 | 37.2 | 1 | 37.2 | 1 | 1 | 1 | 1 | 5.31 | -4.31 | -4.31 | -4.31 | 1 | 1 | 1 | 5.03 | -4.03 | -4.03 | -4.03
2020-01-30 21:00 | 75.963 | 13.262 | 13.838 | 48.863 | 36.77 | 17 | 36.77 | 17 | 36.77 | 17 | 0 | 50 | 479 | 1089 | 42.4 | 95 | 1 | 2.07 | 25.963 | 0 | 25.963 | LONG | LONG |  | 17 |  | 17 |  | 17 | 42.4 | 17 | 42.4 | 17 | 42.4 | 17 | 17 | 17 | 17 | 4.85 | 12.15 | 12.15 | 12.15 | 22.24 | 17 | 22.24 | 17 | 22.24 | 17 | 17 | 17 | 17 | 5.31 | 11.69 | 11.69 | 11.69 | 17 | 17 | 17 | 5.03 | 11.97 | 11.97 | 11.97
2020-01-30 22:00 | 51.717 | -17.49 | 18.736 | 50.471 | 29.09 | 17 | 29.09 | 17 | 29.09 | 17 | 0 | 50 | 479 | 1089 | 39.09 | 95 | 1 | 2.07 | 1.717 | 0 | 1.717 | LONG | LONG |  | 17 |  | 17 |  | 17 | 39.09 | 17 | 39.09 | 17 | 39.09 | 17 | 17 | 17 | 17 | 4.85 | 12.15 | 12.15 | 12.15 | 20.58 | 17 | 20.58 | 17 | 20.58 | 17 | 17 | 17 | 17 | 5.31 | 11.69 | 11.69 | 11.69 | 17 | 17 | 17 | 5.03 | 11.97 | 11.97 | 11.97
2020-01-30 23:00 | 21.902 | -31.897 | 14.734 | 39.065 | 21.03 | 17 | 21.03 | 17 | 21.03 | 17 | 0 | 29.167 | 289 | 669 | 31.03 | 95 | 2.07 | 2.07 | -7.265 | 7.265 | 0 | LONG | LONG |  | 17 |  | 17 |  | 17 | 31.03 | 17 | 31.03 | 17 | 31.03 | 17 | 17 | 17 | 17 | 4.85 | 12.15 | 12.15 | 12.15 | 16.55 | 17 | 16.55 | 17 | 16.55 | 17 | 17 | 17 | 17 | 5.31 | 11.69 | 11.69 | 11.69 | 17 | 17 | 17 | 5.03 | 11.97 | 11.97 | 11.97
2020-01-31 | 61.955 | -20.94 | 2.895 | 80 | 21.03 | 14 | 21.03 | 14 | 21.03 | 14 | 0 | 29.167 | 314 | 0 | 31.03 | 95 | 0 | 0 | 32.788 | 0 | 32.788 | LONG | LONG |  | 14 |  | 14 |  | 14 | 31.03 | 14 | 31.03 | 14 | 31.03 | 14 | 14 | 14 | 14 | 4.85 | 9.15 | 9.15 | 9.15 | 15.52 | 14 | 15.52 | 14 | 15.52 | 14 | 14 | 14 | 14 | 5.31 | 8.69 | 8.69 | 8.69 | 14 | 14 | 14 | 5.03 | 8.97 | 8.97 | 8.97
2020-01-31 01:00 | -39.563 | -41.061 | 11.236 | -9.738 | 62 | 17.47 | 62 | 17.47 | 62 | 17.47 | 58.249 | 9.166 | 313 | 451 | 41.7 | 95 | 0.64 | 39.7 | 9.52 | 0 | 9.52 | SHORT | SHORT | 62 |  | 62 |  | 62 |  | 62 | 39.7 | 62 | 39.7 | 62 | 39.7 | 62 | 62 | 62 | 4.85 | 66.85 | 66.85 | 66.85 | 62 | 40.7 | 62 | 40.7 | 62 | 40.7 | 62 | 62 | 62 | 5.31 | 67.31 | 67.31 | 67.31 | 62 | 62 | 62 | 5.03 | 67.03 | 67.03 | 67.03
2020-01-31 02:00 | 1.646 | -31.929 | 24.486 | 9.089 | 15.98 | 15.98 | 15.98 | 15.98 | 15.98 | 15.98 | 0 | 0 | 313 | 449 | 41.7 | 95 | 0.64 | 39.7 | 1.646 | 0 | 1.646 | LONG | LONG | [6 empty] | 41.7 | 39.7 | 41.7 | 39.7 | 41.7 | 39.7 | 39.7 | 39.7 | 39.7 | 4.85 | 34.85 | 34.85 | 34.85 | 40.7 | 40.7 | 40.7 | 40.7 | 40.7 | 40.7 | 40.7 | 40.7 | 40.7 | 5.31 | 35.39 | 35.39 | 35.39 | 15.98 | 15.98 | 15.98 | 5.03 | 10.95 | 10.95 | 10.95
2020-01-31 03:00 | 26.183 | -15.891 | 35.898 | 6.176 | 15.62 | 15.62 | 15.62 | 15.62 | 15.62 | 15.62 | 0 | 0 | 313 | 447 | 41.7 | 95 | 0.64 | 39.7 | 26.183 | 0 | 26.183 | LONG | LONG | [6 empty] | 41.7 | 39.7 | 41.7 | 39.7 | 41.7 | 39.7 | 39.7 | 39.7 | 39.7 | 4.85 | 34.85 | 34.85 | 34.85 | 40.7 | 40.7 | 40.7 | 40.7 | 40.7 | 40.7 | 40.7 | 40.7 | 40.7 | 5.31 | 35.39 | 35.39 | 35.39 | 15.62 | 15.62 | 15.62 | 5.03 | 10.59 | 10.59 | 10.59
2020-01-31 04:00 | 74.897 | 1.458 | 41.296 | 32.143 | 15.74 | 15.74 | 15.74 | 15.74 | 15.74 | 15.74 | 0 | 33 | 313 | 446 | 41.7 | 95 | 0.64 | 39.7 | 41.897 | 0 | 41.897 | LONG | LONG |  | 15.74 |  | 15.74 |  | 15.74 | 41.7 | 15.74 | 41.7 | 15.74 | 41.7 | 15.74 | 15.74 | 15.74 | 15.74 | 4.85 | 10.89 | 10.89 | 10.89 | 40.7 | 15.74 | 40.7 | 15.74 | 40.7 | 15.74 | 15.74 | 15.74 | 15.74 | 5.31 | 10.43 | 10.43 | 10.43 | 15.74 | 15.74 | 15.74 | 5.03 | 10.71 | 10.71 | 10.71
2020-01-31 05:00 | 53.831 | 9.235 | 39.52 | 5.076 | 27.41 | 27.41 | 27.41 | 27.41 | 27.41 | 27.41 | 0 | 0 | 313 | 445 | 41.7 | 95 | 0.64 | 39.7 | 53.831 | 0 | 53.831 | LONG | LONG | [6 empty] | 41.7 | 39.7 | 41.7 | 39.7 | 41.7 | 39.7 | 39.7 | 39.7 | 39.7 | 4.85 | 34.85 | 34.85 | 34.85 | 40.7 | 40.7 | 40.7 | 40.7 | 40.7 | 40.7 | 40.7 | 40.7 | 40.7 | 5.31 | 35.39 | 35.39 | 35.39 | 27.41 | 27.41 | 27.41 | 5.03 | 22.38 | 22.38 | 22.38
2020-01-31 06:00 | 56.924 | -1.854 | 39.877 | 18.901 | 25.09 | 3 | 25.09 | 3 | 25.09 | 3 | 0 | 48 | 314 | 91 | 35.09 | 95 | 3 | 39.7 | 8.924 | 0 | 8.924 | LONG | LONG |  | 3 |  | 3 |  | 3 | 35.09 | 3 | 35.09 | 3 | 35.09 | 3 | 3 | 3 | 3 | 4.85 | -1.85 | -1.85 | -1.85 | 37.4 | 3 | 37.4 | 3 | 37.4 | 3 | 3 | 3 | 3 | 5.31 | -2.31 | -2.31 | -2.31 | 3 | 3 | 3 | 5.03 | -2.03 | -2.03 | -2.03
2020-01-31 07:00 | -18.794 | -32.996 | -21.468 | 35.67 | 92 | 32.56 | 92 | 32.56 | 92 | 32.56 | 43.083 | 0 | 247 | 227 | 37.5 | 95 | 3 | 35.5 | 24.289 | 0 | 24.289 | SHORT | SHORT | 92 |  | 92 |  | 92 |  | 92 | 35.5 | 92 | 35.5 | 92 | 35.5 | 92 | 92 | 92 | 4.85 | 96.85 | 96.85 | 96.85 | 92 | 36.5 | 92 | 36.5 | 92 | 36.5 | 92 | 92 | 92 | 5.31 | 97.31 | 97.31 | 97.31 | 92 | 92 | 92 | 5.03 | 97.03 | 97.03 | 97.03
2020-01-31 08:00 | -12.93 | -29.802 | 15.071 | 1.801 | 51 | 42.52 | 51 | 42.52 | 51 | 42.52 | 5.666 | 0 | 351 | 470 | 36 | 95 | -30 | 34 | -7.264 | 7.264 | 0 | SHORT | SHORT | 51 |  | 51 |  | 51 |  | 51 | 34 | 51 | 34 | 51 | 34 | 51 | 51 | 51 | 4.85 | 55.85 | 55.85 | 55.85 | 51 | 35 | 51 | 35 | 51 | 35 | 51 | 51 | 51 | 5.31 | 56.31 | 56.31 | 56.31 | 51 | 51 | 51 | 5.03 | 56.03 | 56.03 | 56.03
2020-01-31 09:00 | -37.782 | -34.239 | 0.147 | -3.69 | 95 | 48.22 | 95 | 48.22 | 95 | 48.22 | 41.667 | 0 | 329 | 469 | 36 | 95 | -30 | 34 | 3.885 | 0 | 3.885 | SHORT | SHORT | 95 |  | 95 |  | 95 |  | 95 | 34 | 95 | 34 | 95 | 34 | 95 | 95 | 95 | 4.85 | 99.85 | 99.85 | 99.85 | 95 | 35 | 95 | 35 | 95 | 35 | 95 | 95 | 95 | 5.31 | 100.31 | 100.31 | 100.31 | 95 | 95 | 95 | 5.03 | 100.03 | 100.03 | 100.03
2020-01-31 10:00 | 11.899 | 29.457 | -2.989 | -14.569 | 46.71 | 46.71 | 46.71 | 46.71 | 46.71 | 46.71 | 0 | 0 | 340 | 462 | 36 | 95 | -30 | 34 | 11.899 | 0 | 11.899 | LONG | LONG | [6 empty] | 36 | 34 | 36 | 34 | 36 | 34 | 34 | 34 | 34 | 4.85 | 29.15 | 29.15 | 29.15 | 35 | 35 | 35 | 35 | 35 | 35 | 35 | 35 | 35 | 5.31 | 29.69 | 29.69 | 29.69 | 46.71 | 46.71 | 46.71 | 5.03 | 41.68 | 41.68 | 41.68
2020-01-31 11:00 | -28.708 | -11.64 | 14.495 | -31.563 | 95 | 39.89 | 95 | 39.89 | 95 | 39.89 | 31.285 | 0 | 336 | 465 | 36 | 95 | -30 | 34 | 2.577 | 0 | 2.577 | SHORT | SHORT | 95 |  | 95 |  | 95 |  | 95 | 34 | 95 | 34 | 95 | 34 | 95 | 95 | 95 | 4.85 | 99.85 | 99.85 | 99.85 | 95 | 35 | 95 | 35 | 95 | 35 | 95 | 95 | 95 | 5.31 | 100.31 | 100.31 | 100.31 | 95 | 95 | 95 | 5.03 | 100.03 | 100.03 | 100.03
2020-01-31 12:00 | 35.475 | 29.333 | 25.741 | -19.599 | 36.7 | 36.7 | 36.7 | 36.7 | 36.7 | 36.7 | 0 | 0 | 378 | 424 | 36 | 95 | 3 | 34 | 35.475 | 0 | 35.475 | LONG | LONG | [6 empty] | 36 | 34 | 36 | 34 | 36 | 34 | 34 | 34 | 34 | 4.85 | 29.15 | 29.15 | 29.15 | 35 | 35 | 35 | 35 | 35 | 35 | 35 | 35 | 35 | 5.31 | 29.69 | 29.69 | 29.69 | 36.7 | 36.7 | 36.7 | 5.03 | 31.67 | 31.67 | 31.67
2020-01-31 13:00 | -12.314 | -13.503 | 4.227 | -3.038 | 94 | 46.7 | 94 | 46.7 | 94 | 46.7 | 23.049 | 0 | 385 | 417 | 36 | 95 | 3 | 34 | 10.735 | 0 | 10.735 | SHORT | SHORT | 94 |  | 94 |  | 94 |  | 94 | 34 | 94 | 34 | 94 | 34 | 94 | 94 | 94 | 4.85 | 98.85 | 98.85 | 98.85 | 94 | 35 | 94 | 35 | 94 | 35 | 94 | 94 | 94 | 5.31 | 99.31 | 99.31 | 99.31 | 94 | 94 | 94 | 5.03 | 99.03 | 99.03 | 99.03
2020-01-31 14:00 | 16.576 | -3.083 | 22.557 | -2.898 | 37.05 | 37.05 | 37.05 | 37.05 | 37.05 | 37.05 | 0 | 0 | 379 | 418 | 36 | 95 | 3 | 34 | 16.576 | 0 | 16.576 | LONG | LONG | [6 empty] | 36 | 34 | 36 | 34 | 36 | 34 | 34 | 34 | 34 | 4.85 | 29.15 | 29.15 | 29.15 | 35 | 35 | 35 | 35 | 35 | 35 | 35 | 35 | 35 | 5.31 | 29.69 | 29.69 | 29.69 | 37.05 | 37.05 | 37.05 | 5.03 | 32.02 | 32.02 | 32.02
2020-01-31 15:00 | 11.337 | -3.878 | 13.818 | 1.397 | 39.55 | 39.55 | 39.55 | 39.55 | 39.55 | 39.55 | 0 | 0 | 376 | 227 | 36 | 95 | 3 | 34 | 11.337 | 0 | 11.337 | LONG | LONG | [6 empty] | 36 | 34 | 36 | 34 | 36 | 34 | 34 | 34 | 34 | 4.85 | 29.15 | 29.15 | 29.15 | 35 | 35 | 35 | 35 | 35 | 35 | 35 | 35 | 35 | 5.31 | 29.69 | 29.69 | 29.69 | 39.55 | 39.55 | 39.55 | 5.03 | 34.52 | 34.52 | 34.52
2020-01-31 16:00 | 22.775 | 13.271 | 39.623 | -30.119 | 27.5 | 23 | 27.5 | 23 | 27.5 | 23 | 0 | 26.333 | 426 | 450 | 36 | 95 | 0.63 | 34 | -3.558 | 3.558 | 0 | LONG | LONG |  | 23 |  | 23 |  | 23 | 36 | 23 | 36 | 23 | 36 | 23 | 23 | 23 | 23 | 4.85 | 18.15 | 18.15 | 18.15 | 35 | 23 | 35 | 23 | 35 | 23 | 23 | 23 | 23 | 5.31 | 17.69 | 17.69 | 17.69 | 23 | 23 | 23 | 5.03 | 17.97 | 17.97 | 17.97
2020-01-31 17:00 | -24.676 | -16.535 | 26.84 | -34.981 | 62 | 46.73 | 62 | 46.73 | 62 | 46.73 | 32.6 | 0 | 426 | 450 | 36 | 95 | 0.63 | 34 | 7.924 | 0 | 7.924 | SHORT | SHORT | 62 |  | 62 |  | 62 |  | 62 | 34 | 62 | 34 | 62 | 34 | 62 | 62 | 62 | 4.85 | 66.85 | 66.85 | 66.85 | 62 | 35 | 62 | 35 | 62 | 35 | 62 | 62 | 62 | 5.31 | 67.31 | 67.31 | 67.31 | 62 | 62 | 62 | 5.03 | 67.03 | 67.03 | 67.03
2020-01-31 18:00 | -34.877 | -17.699 | 27.325 | -44.503 | 50 | 30.09 | 50 | 30.09 | 50 | 30.09 | 2.5 | 0 | 374 | 450 | 36 | 95 | 0.63 | 34 | -32.377 | 32.377 | 0 | SHORT | SHORT | 50 |  | 50 |  | 50 |  | 50 | 34 | 50 | 34 | 50 | 34 | 50 | 50 | 50 | 4.85 | 54.85 | 54.85 | 54.85 | 50 | 35 | 50 | 35 | 50 | 35 | 50 | 50 | 50 | 5.31 | 55.31 | 55.31 | 55.31 | 50 | 50 | 50 | 5.03 | 55.03 | 55.03 | 55.03
2020-01-31 19:00 | -42.877 | 3.867 | -7.256 | -39.488 | 46.5 | 46.7 | 46.5 | 46.7 | 46.5 | 46.7 | 29.5 | 0 | 489 | 392 | 37.5 | 95 | 0.63 | 35.5 | -13.377 | 13.377 | 0 | SHORT | SHORT | 46.5 |  | 46.5 |  | 46.5 |  | 46.5 | 35.5 | 46.5 | 35.5 | 46.5 | 35.5 | 46.5 | 46.5 | 46.5 | 4.85 | 51.35 | 51.35 | 51.35 | 46.5 | 36.5 | 46.5 | 36.5 | 46.5 | 36.5 | 46.5 | 46.5 | 46.5 | 5.31 | 51.81 | 51.81 | 51.81 | 46.5 | 46.5 | 46.5 | 5.03 | 51.53 | 51.53 | 51.53
2020-01-31 20:00 | 1.887 | 23.056 | 22.412 | -43.581 | 41.6 | 24.28 | 41.6 | 24.28 | 41.6 | 24.28 | 8.983 | 0 | 502 | 381 | 34.28 | 95 | 0.63 | 3 | 10.87 | 0 | 10.87 | SHORT | LONG | 41.6 |  | 41.6 |  | 41.6 |  | 41.6 | 3 | 41.6 | 3 | 41.6 | 3 | 41.6 | 41.6 | 41.6 | 4.85 | 46.45 | 46.45 | 46.45 | 41.6 | 18.64 | 41.6 | 18.64 | 41.6 | 18.64 | 41.6 | 41.6 | 41.6 | 5.31 | 46.91 | 46.91 | 46.91 | 24.28 | 24.28 | 24.28 | 5.03 | 19.25 | 19.25 | 19.25
2020-01-31 21:00 | -49.333 | 0.944 | 8.526 | -58.803 | 41.6 | 19.09 | 41.6 | 19.09 | 41.6 | 19.09 | 58.3 | 0 | 412 | 381 | 41.6 | 95 | 0.63 | 3 | 8.967 | 0 | 8.967 | SHORT | SHORT | 41.6 |  | 41.6 |  | 41.6 |  | 41.6 | 3 | 41.6 | 3 | 41.6 | 3 | 41.6 | 41.6 | 41.6 | 4.85 | 46.45 | 46.45 | 46.45 | 41.6 | 22.3 | 41.6 | 22.3 | 41.6 | 22.3 | 41.6 | 41.6 | 41.6 | 5.31 | 46.91 | 46.91 | 46.91 | 41.6 | 41.6 | 41.6 | 5.03 | 46.63 | 46.63 | 46.63
2020-01-31 22:00 | 447.167 | 4.513 | 19.276 | 423.378 | 43.1 | 0.63 | 43.1 | 0.63 | 43.1 | 0.63 | 2.25 | 215.017 | 503 | 274 | 41.7 | 95 | 0.63 | 39.7 | 234.4 | 0 | 234.4 | LONG | LONG |  | 0.63 |  | 0.63 |  | 0.63 | 41.7 | 0.63 | 41.7 | 0.63 | 41.7 | 0.63 | 0.63 | 0.63 | 0.63 | 4.85 | -4.22 | -4.22 | -4.22 | 40.7 | 0.63 | 40.7 | 0.63 | 40.7 | 0.63 | 0.63 | 0.63 | 0.63 | 5.31 | -4.68 | -4.68 | -4.68 | 0.63 | 0.63 | 0.63 | 5.03 | -4.4 | -4.4 | -4.4
2020-01-31 23:00 | 107.663 | -11.418 | 11.73 | 107.351 | 21.03 | 18.3 | 21.03 | 18.3 | 21.03 | 18.3 | 0 | 51 | 503 | 224 | 31.03 | 95 | 0.63 | 39.7 | 56.663 | 0 | 56.663 | LONG | LONG |  | 18.3 |  | 18.3 |  | 18.3 | 31.03 | 18.3 | 31.03 | 18.3 | 31.03 | 18.3 | 18.3 | 18.3 | 18.3 | 4.85 | 13.45 | 13.45 | 13.45 | 35.37 | 18.3 | 35.37 | 18.3 | 35.37 | 18.3 | 18.3 | 18.3 | 18.3 | 5.31 | 12.99 | 12.99 | 12.99 | 18.3 | 18.3 | 18.3 | 5.03 | 13.27 | 13.27 | 13.27
Note on N7: Kristofer Vare: BALTIC BSP bids that have availability status for at least 1 minute. Bids that were activated for balancing are included entirely.
Note on P7: Kristofer Vare: If offered upward bid (column N) = zero then min & max prices of specific upward bids are used. If offered downward bid (column O) = zero then prices shall be zero.

## Comparison
|  |  | Average: | 8.8522 | 38.8178 | 68.4083 | 15.9594 | 37.8228 | 77.4219 | 7.2301 | 9.4067 | 39.526 | 67.3632 | 18.0226 | 38.4575 | 76.9286 | 8.738 | 9.0239 | 39.2267 | 67.6874 | 19.5628 | 37.6729 | 76.8274 | 10.6173
|  |  |  | OPTION A (VoAA = min upward price OR max downward bid price depending on system imbalance direction) | [6 empty] | OPTION B (VoAA = averave of min upward price AND max downward bid price) | [6 empty] | Current practice (VoAA = Day-ahead price)
[5 empty] | Imbalance price without Neutrality component) |  |  | Imbalance price with Neutrality component) |  |  |  | Imbalance price without Neutrality component) |  |  | Imbalance price with Neutrality component) |  |  |  | Imbalance price without Neutrality component) |  |  | Imbalance price with Neutrality component)
Datetime (MWh) | Balancing direction | Imbalance diretion (current practice) | Reference price: BALP vs VoAA | Neutrality component value | EE area | In case of SHORT balancing direction | In case of LONG balancing direction | EE area | In case of SHORT balancing direction | In case of LONG balancing direction | Neutrality component value | EE area | In case of SHORT balancing direction | In case of LONG balancing direction | EE area | In case of SHORT balancing direction | In case of LONG balancing direction | Neutrality component value | EE area | In case of SHORT imbalance direction | In case of LONG imbalance direction | EE area | In case of SHORT imbalance direction | In case of LONG imbalance direction
2020-01-01 | SHORT | SHORT | BALP | 4.85 | 35 | 35 |  | 39.85 | 39.85 |  | 5.31 | 35 | 35 |  | 40.31 | 40.31 |  | 5.03 | 35 | 35 |  | 40.03 | 40.03
2020-01-01 01:00 | SHORT | SHORT | BALP | 4.85 | 61 | 61 |  | 65.85 | 65.85 |  | 5.31 | 61 | 61 |  | 66.31 | 66.31 |  | 5.03 | 61 | 61 |  | 66.03 | 66.03
2020-01-01 02:00 | LONG | LONG | VoAA | 4.85 | 0 |  | 0 | -4.85 |  | -4.85 | 5.31 | 21 |  | 21 | 15.69 |  | 15.69 | 5.03 | 28.45 |  | 28.45 | 23.42 |  | 23.42
2020-01-01 03:00 | LONG | LONG | VoAA | 4.85 | 0 |  | 0 | -4.85 |  | -4.85 | 5.31 | 21 |  | 21 | 15.69 |  | 15.69 | 5.03 | 27.9 |  | 27.9 | 22.87 |  | 22.87
2020-01-01 04:00 | LONG | LONG | VoAA | 4.85 | 0 |  | 0 | -4.85 |  | -4.85 | 5.31 | 21 |  | 21 | 15.69 |  | 15.69 | 5.03 | 27.52 |  | 27.52 | 22.49 |  | 22.49
2020-01-01 05:00 | SHORT | SHORT | VoAA | 4.85 | 42 | 42 |  | 46.85 | 46.85 |  | 5.31 | 22.5 | 22.5 |  | 27.81 | 27.81 |  | 5.03 | 27.54 | 27.54 |  | 32.57 | 32.57
2020-01-01 06:00 | SHORT | SHORT | BALP | 4.85 | 26.55 | 26.55 |  | 31.4 | 31.4 |  | 5.31 | 26.55 | 26.55 |  | 31.86 | 31.86 |  | 5.03 | 26.55 | 26.55 |  | 31.58 | 31.58
2020-01-01 07:00 | LONG | LONG | BALP | 4.85 | 24 |  | 24 | 19.15 |  | 19.15 | 5.31 | 24 |  | 24 | 18.69 |  | 18.69 | 5.03 | 24 |  | 24 | 18.97 |  | 18.97
2020-01-01 08:00 | LONG | LONG | BALP | 4.85 | 24 |  | 24 | 19.15 |  | 19.15 | 5.31 | 24 |  | 24 | 18.69 |  | 18.69 | 5.03 | 24 |  | 24 | 18.97 |  | 18.97
2020-01-01 09:00 | LONG | LONG | BALP | 4.85 | 3 |  | 3 | -1.85 |  | -1.85 | 5.31 | 3 |  | 3 | -2.31 |  | -2.31 | 5.03 | 3 |  | 3 | -2.03 |  | -2.03
2020-01-01 10:00 | LONG | LONG | BALP | 4.85 | 25 |  | 25 | 20.15 |  | 20.15 | 5.31 | 25 |  | 25 | 19.69 |  | 19.69 | 5.03 | 25 |  | 25 | 19.97 |  | 19.97
2020-01-01 11:00 | LONG | LONG | BALP | 4.85 | 25 |  | 25 | 20.15 |  | 20.15 | 5.31 | 25 |  | 25 | 19.69 |  | 19.69 | 5.03 | 25 |  | 25 | 19.97 |  | 19.97
2020-01-01 12:00 | LONG | LONG | BALP | 4.85 | 25 |  | 25 | 20.15 |  | 20.15 | 5.31 | 25 |  | 25 | 19.69 |  | 19.69 | 5.03 | 25 |  | 25 | 19.97 |  | 19.97
2020-01-01 13:00 | LONG | LONG | BALP | 4.85 | 28.08 |  | 28.08 | 23.23 |  | 23.23 | 5.31 | 28.08 |  | 28.08 | 22.77 |  | 22.77 | 5.03 | 28.08 |  | 28.08 | 23.05 |  | 23.05
2020-01-01 14:00 | LONG | LONG | BALP | 4.85 | 3 |  | 3 | -1.85 |  | -1.85 | 5.31 | 3 |  | 3 | -2.31 |  | -2.31 | 5.03 | 3 |  | 3 | -2.03 |  | -2.03
2020-01-01 15:00 | LONG | LONG | BALP | 4.85 | 3 |  | 3 | -1.85 |  | -1.85 | 5.31 | 3 |  | 3 | -2.31 |  | -2.31 | 5.03 | 3 |  | 3 | -2.03 |  | -2.03
2020-01-01 16:00 | LONG | LONG | BALP | 4.85 | 29.97 |  | 29.97 | 25.12 |  | 25.12 | 5.31 | 29.97 |  | 29.97 | 24.66 |  | 24.66 | 5.03 | 29.97 |  | 29.97 | 24.94 |  | 24.94
2020-01-01 17:00 | LONG | LONG | VoAA | 4.85 | 3 |  | 3 | -1.85 |  | -1.85 | 5.31 | 20.5 |  | 20.5 | 15.19 |  | 15.19 | 5.03 | 30.46 |  | 30.46 | 25.43 |  | 25.43
2020-01-01 18:00 | SHORT | SHORT | BALP | 4.85 | 33.5 | 33.5 |  | 38.35 | 38.35 |  | 5.31 | 33.5 | 33.5 |  | 38.81 | 38.81 |  | 5.03 | 33.5 | 33.5 |  | 38.53 | 38.53
2020-01-01 19:00 | LONG | LONG | VoAA | 4.85 | 3 |  | 3 | -1.85 |  | -1.85 | 5.31 | 20.5 |  | 20.5 | 15.19 |  | 15.19 | 5.03 | 30.06 |  | 30.06 | 25.03 |  | 25.03
2020-01-01 20:00 | SHORT | SHORT | BALP | 4.85 | 29.38 | 29.38 |  | 34.23 | 34.23 |  | 5.31 | 29.38 | 29.38 |  | 34.69 | 34.69 |  | 5.03 | 29.38 | 29.38 |  | 34.41 | 34.41
2020-01-01 21:00 | LONG | LONG | VoAA | 4.85 | 3 |  | 3 | -1.85 |  | -1.85 | 5.31 | 20.33 |  | 20.33 | 15.02 |  | 15.02 | 5.03 | 27.65 |  | 27.65 | 22.62 |  | 22.62
2020-01-01 22:00 | SHORT | SHORT | BALP | 4.85 | 27.33 | 27.33 |  | 32.18 | 32.18 |  | 5.31 | 27.33 | 27.33 |  | 32.64 | 32.64 |  | 5.03 | 27.33 | 27.33 |  | 32.36 | 32.36
2020-01-01 23:00 | LONG | LONG | BALP | 4.85 | 25 |  | 25 | 20.15 |  | 20.15 | 5.31 | 25 |  | 25 | 19.69 |  | 19.69 | 5.03 | 25 |  | 25 | 19.97 |  | 19.97
2020-01-02 | SHORT | SHORT | BALP | 4.85 | 40 | 40 |  | 44.85 | 44.85 |  | 5.31 | 40 | 40 |  | 45.31 | 45.31 |  | 5.03 | 40 | 40 |  | 45.03 | 45.03
2020-01-02 01:00 | LONG | LONG | BALP | 4.85 | 12.07 |  | 12.07 | 7.22 |  | 7.22 | 5.31 | 12.07 |  | 12.07 | 6.76 |  | 6.76 | 5.03 | 12.07 |  | 12.07 | 7.04 |  | 7.04
2020-01-02 02:00 | LONG | LONG | BALP | 4.85 | 13.13 |  | 13.13 | 8.28 |  | 8.28 | 5.31 | 13.13 |  | 13.13 | 7.82 |  | 7.82 | 5.03 | 13.13 |  | 13.13 | 8.1 |  | 8.1
2020-01-02 03:00 | LONG | LONG | BALP | 4.85 | 19.07 |  | 19.07 | 14.22 |  | 14.22 | 5.31 | 19.07 |  | 19.07 | 13.76 |  | 13.76 | 5.03 | 19.07 |  | 19.07 | 14.04 |  | 14.04
2020-01-02 04:00 | LONG | LONG | BALP | 4.85 | 21.12 |  | 21.12 | 16.27 |  | 16.27 | 5.31 | 21.12 |  | 21.12 | 15.81 |  | 15.81 | 5.03 | 21.12 |  | 21.12 | 16.09 |  | 16.09
2020-01-02 05:00 | LONG | LONG | BALP | 4.85 | 22.73 |  | 22.73 | 17.88 |  | 17.88 | 5.31 | 22.73 |  | 22.73 | 17.42 |  | 17.42 | 5.03 | 22.73 |  | 22.73 | 17.7 |  | 17.7
2020-01-02 06:00 | LONG | LONG | BALP | 4.85 | 3 |  | 3 | -1.85 |  | -1.85 | 5.31 | 3 |  | 3 | -2.31 |  | -2.31 | 5.03 | 3 |  | 3 | -2.03 |  | -2.03
2020-01-02 07:00 | LONG | LONG | BALP | 4.85 | 3 |  | 3 | -1.85 |  | -1.85 | 5.31 | 3 |  | 3 | -2.31 |  | -2.31 | 5.03 | 3 |  | 3 | -2.03 |  | -2.03
2020-01-02 08:00 | LONG | LONG | BALP | 4.85 | 3 |  | 3 | -1.85 |  | -1.85 | 5.31 | 3 |  | 3 | -2.31 |  | -2.31 | 5.03 | 3 |  | 3 | -2.03 |  | -2.03
2020-01-02 09:00 | LONG | LONG | BALP | 4.85 | 22.5 |  | 22.5 | 17.65 |  | 17.65 | 5.31 | 22.5 |  | 22.5 | 17.19 |  | 17.19 | 5.03 | 22.5 |  | 22.5 | 17.47 |  | 17.47
2020-01-02 10:00 | LONG | LONG | BALP | 4.85 | 23 |  | 23 | 18.15 |  | 18.15 | 5.31 | 23 |  | 23 | 17.69 |  | 17.69 | 5.03 | 23 |  | 23 | 17.97 |  | 17.97
2020-01-02 11:00 | SHORT | LONG | BALP | 4.85 | 29.91 | 29.91 |  | 34.76 | 34.76 |  | 5.31 | 29.91 | 29.91 |  | 35.22 | 35.22 |  | 5.03 | 29.91 |  | 29.91 | 24.88 |  | 24.88
2020-01-02 12:00 | SHORT | SHORT | BALP | 4.85 | 35 | 35 |  | 39.85 | 39.85 |  | 5.31 | 35 | 35 |  | 40.31 | 40.31 |  | 5.03 | 35 | 35 |  | 40.03 | 40.03
2020-01-02 13:00 | LONG | LONG | BALP | 4.85 | 25 |  | 25 | 20.15 |  | 20.15 | 5.31 | 25 |  | 25 | 19.69 |  | 19.69 | 5.03 | 25 |  | 25 | 19.97 |  | 19.97
2020-01-02 14:00 | LONG | LONG | BALP | 4.85 | 3 |  | 3 | -1.85 |  | -1.85 | 5.31 | 3 |  | 3 | -2.31 |  | -2.31 | 5.03 | 3 |  | 3 | -2.03 |  | -2.03
2020-01-02 15:00 | LONG | LONG | BALP | 4.85 | 3 |  | 3 | -1.85 |  | -1.85 | 5.31 | 3 |  | 3 | -2.31 |  | -2.31 | 5.03 | 3 |  | 3 | -2.03 |  | -2.03
2020-01-02 16:00 | LONG | LONG | BALP | 4.85 | 3 |  | 3 | -1.85 |  | -1.85 | 5.31 | 3 |  | 3 | -2.31 |  | -2.31 | 5.03 | 3 |  | 3 | -2.03 |  | -2.03
2020-01-02 17:00 | LONG | LONG | BALP | 4.85 | 3 |  | 3 | -1.85 |  | -1.85 | 5.31 | 3 |  | 3 | -2.31 |  | -2.31 | 5.03 | 3 |  | 3 | -2.03 |  | -2.03
2020-01-02 18:00 | LONG | LONG | BALP | 4.85 | 3 |  | 3 | -1.85 |  | -1.85 | 5.31 | 3 |  | 3 | -2.31 |  | -2.31 | 5.03 | 3 |  | 3 | -2.03 |  | -2.03
2020-01-02 19:00 | LONG | LONG | BALP | 4.85 | 26 |  | 26 | 21.15 |  | 21.15 | 5.31 | 26 |  | 26 | 20.69 |  | 20.69 | 5.03 | 26 |  | 26 | 20.97 |  | 20.97
2020-01-02 20:00 | LONG | LONG | BALP | 4.85 | 25.32 |  | 25.32 | 20.47 |  | 20.47 | 5.31 | 25.32 |  | 25.32 | 20.01 |  | 20.01 | 5.03 | 25.32 |  | 25.32 | 20.29 |  | 20.29
2020-01-02 21:00 | LONG | LONG | BALP | 4.85 | 3 |  | 3 | -1.85 |  | -1.85 | 5.31 | 3 |  | 3 | -2.31 |  | -2.31 | 5.03 | 3 |  | 3 | -2.03 |  | -2.03
2020-01-02 22:00 | LONG | LONG | BALP | 4.85 | 16.5 |  | 16.5 | 11.65 |  | 11.65 | 5.31 | 16.5 |  | 16.5 | 11.19 |  | 11.19 | 5.03 | 16.5 |  | 16.5 | 11.47 |  | 11.47
2020-01-02 23:00 | LONG | LONG | BALP | 4.85 | 16.5 |  | 16.5 | 11.65 |  | 11.65 | 5.31 | 16.5 |  | 16.5 | 11.19 |  | 11.19 | 5.03 | 16.5 |  | 16.5 | 11.47 |  | 11.47
2020-01-03 | LONG | LONG | BALP | 4.85 | 15 |  | 15 | 10.15 |  | 10.15 | 5.31 | 15 |  | 15 | 9.69 |  | 9.69 | 5.03 | 15 |  | 15 | 9.97 |  | 9.97
2020-01-03 01:00 | SHORT | SHORT | BALP | 4.85 | 40 | 40 |  | 44.85 | 44.85 |  | 5.31 | 40 | 40 |  | 45.31 | 45.31 |  | 5.03 | 40 | 40 |  | 45.03 | 45.03
2020-01-03 02:00 | SHORT | SHORT | BALP | 4.85 | 47 | 47 |  | 51.85 | 51.85 |  | 5.31 | 47 | 47 |  | 52.31 | 52.31 |  | 5.03 | 47 | 47 |  | 52.03 | 52.03
2020-01-03 03:00 | SHORT | SHORT | BALP | 4.85 | 70 | 70 |  | 74.85 | 74.85 |  | 5.31 | 70 | 70 |  | 75.31 | 75.31 |  | 5.03 | 70 | 70 |  | 75.03 | 75.03
2020-01-03 04:00 | SHORT | SHORT | BALP | 4.85 | 52 | 52 |  | 56.85 | 56.85 |  | 5.31 | 52 | 52 |  | 57.31 | 57.31 |  | 5.03 | 52 | 52 |  | 57.03 | 57.03
2020-01-03 05:00 | LONG | LONG | VoAA | 4.85 | 0 |  | 0 | -4.85 |  | -4.85 | 5.31 | 20.5 |  | 20.5 | 15.19 |  | 15.19 | 5.03 | 0.85 |  | 0.85 | -4.18 |  | -4.18
2020-01-03 06:00 | LONG | LONG | BALP | 4.85 | 9.92 |  | 9.92 | 5.07 |  | 5.07 | 5.31 | 9.92 |  | 9.92 | 4.61 |  | 4.61 | 5.03 | 9.92 |  | 9.92 | 4.89 |  | 4.89
2020-01-03 07:00 | LONG | LONG | BALP | 4.85 | 22 |  | 22 | 17.15 |  | 17.15 | 5.31 | 22 |  | 22 | 16.69 |  | 16.69 | 5.03 | 22 |  | 22 | 16.97 |  | 16.97
2020-01-03 08:00 | LONG | LONG | BALP | 4.85 | 22 |  | 22 | 17.15 |  | 17.15 | 5.31 | 22 |  | 22 | 16.69 |  | 16.69 | 5.03 | 22 |  | 22 | 16.97 |  | 16.97
2020-01-03 09:00 | LONG | LONG | BALP | 4.85 | 24 |  | 24 | 19.15 |  | 19.15 | 5.31 | 24 |  | 24 | 18.69 |  | 18.69 | 5.03 | 24 |  | 24 | 18.97 |  | 18.97
2020-01-03 10:00 | LONG | LONG | BALP | 4.85 | 25.58 |  | 25.58 | 20.73 |  | 20.73 | 5.31 | 25.58 |  | 25.58 | 20.27 |  | 20.27 | 5.03 | 25.58 |  | 25.58 | 20.55 |  | 20.55
2020-01-03 11:00 | SHORT | SHORT | BALP | 4.85 | 35 | 35 |  | 39.85 | 39.85 |  | 5.31 | 35 | 35 |  | 40.31 | 40.31 |  | 5.03 | 35 | 35 |  | 40.03 | 40.03
2020-01-03 12:00 | SHORT | SHORT | VoAA | 4.85 | 35 | 35 |  | 39.85 | 39.85 |  | 5.31 | 8.21 | 8.21 |  | 13.52 | 13.52 |  | 5.03 | 30.02 | 30.02 |  | 35.05 | 35.05
2020-01-03 13:00 | SHORT | SHORT | BALP | 4.85 | 31 | 31 |  | 35.85 | 35.85 |  | 5.31 | 31 | 31 |  | 36.31 | 36.31 |  | 5.03 | 31 | 31 |  | 36.03 | 36.03
2020-01-03 14:00 | LONG | LONG | VoAA | 4.85 | 3 |  | 3 | -1.85 |  | -1.85 | 5.31 | 19 |  | 19 | 13.69 |  | 13.69 | 5.03 | 30.02 |  | 30.02 | 24.99 |  | 24.99
2020-01-03 15:00 | LONG | LONG | BALP | 4.85 | 28.96 |  | 28.96 | 24.11 |  | 24.11 | 5.31 | 28.96 |  | 28.96 | 23.65 |  | 23.65 | 5.03 | 28.96 |  | 28.96 | 23.93 |  | 23.93
2020-01-03 16:00 | LONG | LONG | BALP | 4.85 | 26 |  | 26 | 21.15 |  | 21.15 | 5.31 | 26 |  | 26 | 20.69 |  | 20.69 | 5.03 | 26 |  | 26 | 20.97 |  | 20.97
2020-01-03 17:00 | LONG | LONG | VoAA | 4.85 | 3 |  | 3 | -1.85 |  | -1.85 | 5.31 | 19.1 |  | 19.1 | 13.79 |  | 13.79 | 5.03 | 30.15 |  | 30.15 | 25.12 |  | 25.12
2020-01-03 18:00 | LONG | LONG | BALP | 4.85 | 30.07 |  | 30.07 | 25.22 |  | 25.22 | 5.31 | 30.07 |  | 30.07 | 24.76 |  | 24.76 | 5.03 | 30.07 |  | 30.07 | 25.04 |  | 25.04
2020-01-03 19:00 | LONG | LONG | BALP | 4.85 | 3 |  | 3 | -1.85 |  | -1.85 | 5.31 | 3 |  | 3 | -2.31 |  | -2.31 | 5.03 | 3 |  | 3 | -2.03 |  | -2.03
2020-01-03 20:00 | SHORT | SHORT | BALP | 4.85 | 40 | 40 |  | 44.85 | 44.85 |  | 5.31 | 40 | 40 |  | 45.31 | 45.31 |  | 5.03 | 40 | 40 |  | 45.03 | 45.03
2020-01-03 21:00 | SHORT | SHORT | BALP | 4.85 | 47.8 | 47.8 |  | 52.65 | 52.65 |  | 5.31 | 47.8 | 47.8 |  | 53.11 | 53.11 |  | 5.03 | 47.8 | 47.8 |  | 52.83 | 52.83
2020-01-03 22:00 | LONG | LONG | VoAA | 4.85 | 3 |  | 3 | -1.85 |  | -1.85 | 5.31 | 22 |  | 22 | 16.69 |  | 16.69 | 5.03 | 27.03 |  | 27.03 | 22 |  | 22
2020-01-03 23:00 | SHORT | SHORT | BALP | 4.85 | 46 | 46 |  | 50.85 | 50.85 |  | 5.31 | 46 | 46 |  | 51.31 | 51.31 |  | 5.03 | 46 | 46 |  | 51.03 | 51.03
2020-01-04 | SHORT | SHORT | BALP | 4.85 | 46 | 46 |  | 50.85 | 50.85 |  | 5.31 | 46 | 46 |  | 51.31 | 51.31 |  | 5.03 | 46 | 46 |  | 51.03 | 51.03
2020-01-04 01:00 | SHORT | SHORT | BALP | 4.85 | 95 | 95 |  | 99.85 | 99.85 |  | 5.31 | 95 | 95 |  | 100.31 | 100.31 |  | 5.03 | 95 | 95 |  | 100.03 | 100.03
2020-01-04 02:00 | SHORT | SHORT | BALP | 4.85 | 95 | 95 |  | 99.85 | 99.85 |  | 5.31 | 95 | 95 |  | 100.31 | 100.31 |  | 5.03 | 95 | 95 |  | 100.03 | 100.03
2020-01-04 03:00 | SHORT | SHORT | BALP | 4.85 | 99 | 99 |  | 103.85 | 103.85 |  | 5.31 | 99 | 99 |  | 104.31 | 104.31 |  | 5.03 | 99 | 99 |  | 104.03 | 104.03
2020-01-04 04:00 | SHORT | SHORT | BALP | 4.85 | 99 | 99 |  | 103.85 | 103.85 |  | 5.31 | 99 | 99 |  | 104.31 | 104.31 |  | 5.03 | 99 | 99 |  | 104.03 | 104.03
2020-01-04 05:00 | LONG | LONG | VoAA | 4.85 | 1 |  | 1 | -3.85 |  | -3.85 | 5.31 | 20.9 |  | 20.9 | 15.59 |  | 15.59 | 5.03 | 4.04 |  | 4.04 | -0.99 |  | -0.99
2020-01-04 06:00 | LONG | LONG | BALP | 4.85 | 4.03 |  | 4.03 | -0.82 |  | -0.82 | 5.31 | 4.03 |  | 4.03 | -1.28 |  | -1.28 | 5.03 | 4.03 |  | 4.03 | -1 |  | -1
2020-01-04 07:00 | LONG | LONG | BALP | 4.85 | 1 |  | 1 | -3.85 |  | -3.85 | 5.31 | 1 |  | 1 | -4.31 |  | -4.31 | 5.03 | 1 |  | 1 | -4.03 |  | -4.03
2020-01-04 08:00 | LONG | LONG | VoAA | 4.85 | 1 |  | 1 | -3.85 |  | -3.85 | 5.31 | 15.04 |  | 15.04 | 9.73 |  | 9.73 | 5.03 | 19.07 |  | 19.07 | 14.04 |  | 14.04
2020-01-04 09:00 | SHORT | SHORT | BALP | 4.85 | 50 | 50 |  | 54.85 | 54.85 |  | 5.31 | 50 | 50 |  | 55.31 | 55.31 |  | 5.03 | 50 | 50 |  | 55.03 | 55.03
2020-01-04 10:00 | SHORT | SHORT | BALP | 4.85 | 51 | 51 |  | 55.85 | 55.85 |  | 5.31 | 51 | 51 |  | 56.31 | 56.31 |  | 5.03 | 51 | 51 |  | 56.03 | 56.03
2020-01-04 11:00 | SHORT | SHORT | BALP | 4.85 | 50 | 50 |  | 54.85 | 54.85 |  | 5.31 | 50 | 50 |  | 55.31 | 55.31 |  | 5.03 | 50 | 50 |  | 55.03 | 55.03
2020-01-04 12:00 | LONG | LONG | BALP | 4.85 | -30 |  | -30 | -34.85 |  | -34.85 | 5.31 | -30 |  | -30 | -35.31 |  | -35.31 | 5.03 | -30 |  | -30 | -35.03 |  | -35.03
2020-01-04 13:00 | LONG | LONG | BALP | 4.85 | -30 |  | -30 | -34.85 |  | -34.85 | 5.31 | -30 |  | -30 | -35.31 |  | -35.31 | 5.03 | -30 |  | -30 | -35.03 |  | -35.03
2020-01-04 14:00 | SHORT | SHORT | BALP | 4.85 | 50 | 50 |  | 54.85 | 54.85 |  | 5.31 | 50 | 50 |  | 55.31 | 55.31 |  | 5.03 | 50 | 50 |  | 55.03 | 55.03
2020-01-04 15:00 | SHORT | SHORT | BALP | 4.85 | 50 | 50 |  | 54.85 | 54.85 |  | 5.31 | 50 | 50 |  | 55.31 | 55.31 |  | 5.03 | 50 | 50 |  | 55.03 | 55.03
2020-01-04 16:00 | SHORT | SHORT | BALP | 4.85 | 56.1 | 56.1 |  | 60.95 | 60.95 |  | 5.31 | 56.1 | 56.1 |  | 61.41 | 61.41 |  | 5.03 | 56.1 | 56.1 |  | 61.13 | 61.13
2020-01-04 17:00 | SHORT | SHORT | BALP | 4.85 | 95 | 95 |  | 99.85 | 99.85 |  | 5.31 | 95 | 95 |  | 100.31 | 100.31 |  | 5.03 | 95 | 95 |  | 100.03 | 100.03
2020-01-04 18:00 | SHORT | SHORT | BALP | 4.85 | 95 | 95 |  | 99.85 | 99.85 |  | 5.31 | 95 | 95 |  | 100.31 | 100.31 |  | 5.03 | 95 | 95 |  | 100.03 | 100.03
2020-01-04 19:00 | SHORT | SHORT | BALP | 4.85 | 50 | 50 |  | 54.85 | 54.85 |  | 5.31 | 50 | 50 |  | 55.31 | 55.31 |  | 5.03 | 50 | 50 |  | 55.03 | 55.03
2020-01-04 20:00 | SHORT | SHORT | BALP | 4.85 | 70 | 70 |  | 74.85 | 74.85 |  | 5.31 | 70 | 70 |  | 75.31 | 75.31 |  | 5.03 | 70 | 70 |  | 75.03 | 75.03
2020-01-04 21:00 | SHORT | SHORT | BALP | 4.85 | 54.8 | 54.8 |  | 59.65 | 59.65 |  | 5.31 | 54.8 | 54.8 |  | 60.11 | 60.11 |  | 5.03 | 54.8 | 54.8 |  | 59.83 | 59.83
2020-01-04 22:00 | SHORT | SHORT | BALP | 4.85 | 51 | 51 |  | 55.85 | 55.85 |  | 5.31 | 51 | 51 |  | 56.31 | 56.31 |  | 5.03 | 51 | 51 |  | 56.03 | 56.03
2020-01-04 23:00 | SHORT | SHORT | BALP | 4.85 | 54.8 | 54.8 |  | 59.65 | 59.65 |  | 5.31 | 54.8 | 54.8 |  | 60.11 | 60.11 |  | 5.03 | 54.8 | 54.8 |  | 59.83 | 59.83
2020-01-05 | SHORT | SHORT | BALP | 4.85 | 55.3 | 55.3 |  | 60.15 | 60.15 |  | 5.31 | 55.3 | 55.3 |  | 60.61 | 60.61 |  | 5.03 | 55.3 | 55.3 |  | 60.33 | 60.33
2020-01-05 01:00 | SHORT | SHORT | BALP | 4.85 | 60 | 60 |  | 64.85 | 64.85 |  | 5.31 | 60 | 60 |  | 65.31 | 65.31 |  | 5.03 | 60 | 60 |  | 65.03 | 65.03
2020-01-05 02:00 | SHORT | SHORT | BALP | 4.85 | 55.3 | 55.3 |  | 60.15 | 60.15 |  | 5.31 | 55.3 | 55.3 |  | 60.61 | 60.61 |  | 5.03 | 55.3 | 55.3 |  | 60.33 | 60.33
2020-01-05 03:00 | SHORT | SHORT | BALP | 4.85 | 55 | 55 |  | 59.85 | 59.85 |  | 5.31 | 55 | 55 |  | 60.31 | 60.31 |  | 5.03 | 55 | 55 |  | 60.03 | 60.03
2020-01-05 04:00 | SHORT | SHORT | BALP | 4.85 | 55 | 55 |  | 59.85 | 59.85 |  | 5.31 | 55 | 55 |  | 60.31 | 60.31 |  | 5.03 | 55 | 55 |  | 60.03 | 60.03
2020-01-05 05:00 | SHORT | SHORT | BALP | 4.85 | 55 | 55 |  | 59.85 | 59.85 |  | 5.31 | 55 | 55 |  | 60.31 | 60.31 |  | 5.03 | 55 | 55 |  | 60.03 | 60.03
2020-01-05 06:00 | SHORT | SHORT | BALP | 4.85 | 55 | 55 |  | 59.85 | 59.85 |  | 5.31 | 55 | 55 |  | 60.31 | 60.31 |  | 5.03 | 55 | 55 |  | 60.03 | 60.03
2020-01-05 07:00 | SHORT | SHORT | BALP | 4.85 | 55 | 55 |  | 59.85 | 59.85 |  | 5.31 | 55 | 55 |  | 60.31 | 60.31 |  | 5.03 | 55 | 55 |  | 60.03 | 60.03
2020-01-05 08:00 | SHORT | SHORT | BALP | 4.85 | 55.3 | 55.3 |  | 60.15 | 60.15 |  | 5.31 | 55.3 | 55.3 |  | 60.61 | 60.61 |  | 5.03 | 55.3 | 55.3 |  | 60.33 | 60.33
2020-01-05 09:00 | SHORT | SHORT | BALP | 4.85 | 55 | 55 |  | 59.85 | 59.85 |  | 5.31 | 55 | 55 |  | 60.31 | 60.31 |  | 5.03 | 55 | 55 |  | 60.03 | 60.03
2020-01-05 10:00 | SHORT | SHORT | BALP | 4.85 | 66 | 66 |  | 70.85 | 70.85 |  | 5.31 | 66 | 66 |  | 71.31 | 71.31 |  | 5.03 | 66 | 66 |  | 71.03 | 71.03
2020-01-05 11:00 | SHORT | SHORT | BALP | 4.85 | 66 | 66 |  | 70.85 | 70.85 |  | 5.31 | 66 | 66 |  | 71.31 | 71.31 |  | 5.03 | 66 | 66 |  | 71.03 | 71.03
2020-01-05 12:00 | SHORT | SHORT | BALP | 4.85 | 94 | 94 |  | 98.85 | 98.85 |  | 5.31 | 94 | 94 |  | 99.31 | 99.31 |  | 5.03 | 94 | 94 |  | 99.03 | 99.03
2020-01-05 13:00 | SHORT | SHORT | BALP | 4.85 | 55.3 | 55.3 |  | 60.15 | 60.15 |  | 5.31 | 55.3 | 55.3 |  | 60.61 | 60.61 |  | 5.03 | 55.3 | 55.3 |  | 60.33 | 60.33
2020-01-05 14:00 | SHORT | SHORT | BALP | 4.85 | 58.3 | 58.3 |  | 63.15 | 63.15 |  | 5.31 | 58.3 | 58.3 |  | 63.61 | 63.61 |  | 5.03 | 58.3 | 58.3 |  | 63.33 | 63.33
2020-01-05 15:00 | SHORT | SHORT | BALP | 4.85 | 55.2 | 55.2 |  | 60.05 | 60.05 |  | 5.31 | 55.2 | 55.2 |  | 60.51 | 60.51 |  | 5.03 | 55.2 | 55.2 |  | 60.23 | 60.23
2020-01-05 16:00 | SHORT | SHORT | BALP | 4.85 | 54.5 | 54.5 |  | 59.35 | 59.35 |  | 5.31 | 54.5 | 54.5 |  | 59.81 | 59.81 |  | 5.03 | 54.5 | 54.5 |  | 59.53 | 59.53
2020-01-05 17:00 | SHORT | SHORT | BALP | 4.85 | 60 | 60 |  | 64.85 | 64.85 |  | 5.31 | 60 | 60 |  | 65.31 | 65.31 |  | 5.03 | 60 | 60 |  | 65.03 | 65.03
2020-01-05 18:00 | SHORT | SHORT | BALP | 4.85 | 60 | 60 |  | 64.85 | 64.85 |  | 5.31 | 60 | 60 |  | 65.31 | 65.31 |  | 5.03 | 60 | 60 |  | 65.03 | 65.03
2020-01-05 19:00 | SHORT | SHORT | BALP | 4.85 | 60 | 60 |  | 64.85 | 64.85 |  | 5.31 | 60 | 60 |  | 65.31 | 65.31 |  | 5.03 | 60 | 60 |  | 65.03 | 65.03
2020-01-05 20:00 | SHORT | SHORT | BALP | 4.85 | 60 | 60 |  | 64.85 | 64.85 |  | 5.31 | 60 | 60 |  | 65.31 | 65.31 |  | 5.03 | 60 | 60 |  | 65.03 | 65.03
2020-01-05 21:00 | LONG | LONG | VoAA | 4.85 | 39.3 |  | 39.3 | 34.45 |  | 34.45 | 5.31 | 40.3 |  | 40.3 | 34.99 |  | 34.99 | 5.03 | 36.77 |  | 36.77 | 31.74 |  | 31.74
2020-01-05 22:00 | LONG | LONG | VoAA | 4.85 | 3.1 |  | 3.1 | -1.75 |  | -1.75 | 5.31 | 6.55 |  | 6.55 | 1.24 |  | 1.24 | 5.03 | 33.09 |  | 33.09 | 28.06 |  | 28.06
2020-01-05 23:00 | LONG | LONG | BALP | 4.85 | 28.16 |  | 28.16 | 23.31 |  | 23.31 | 5.31 | 28.16 |  | 28.16 | 22.85 |  | 22.85 | 5.03 | 28.16 |  | 28.16 | 23.13 |  | 23.13
2020-01-06 | LONG | LONG | BALP | 4.85 | 26.68 |  | 26.68 | 21.83 |  | 21.83 | 5.31 | 26.68 |  | 26.68 | 21.37 |  | 21.37 | 5.03 | 26.68 |  | 26.68 | 21.65 |  | 21.65
2020-01-06 01:00 | SHORT | SHORT | BALP | 4.85 | 95 | 95 |  | 99.85 | 99.85 |  | 5.31 | 95 | 95 |  | 100.31 | 100.31 |  | 5.03 | 95 | 95 |  | 100.03 | 100.03
2020-01-06 02:00 | SHORT | SHORT | BALP | 4.85 | 58.3 | 58.3 |  | 63.15 | 63.15 |  | 5.31 | 58.3 | 58.3 |  | 63.61 | 63.61 |  | 5.03 | 58.3 | 58.3 |  | 63.33 | 63.33
2020-01-06 03:00 | SHORT | SHORT | BALP | 4.85 | 58.3 | 58.3 |  | 63.15 | 63.15 |  | 5.31 | 58.3 | 58.3 |  | 63.61 | 63.61 |  | 5.03 | 58.3 | 58.3 |  | 63.33 | 63.33
2020-01-06 04:00 | SHORT | SHORT | BALP | 4.85 | 58.3 | 58.3 |  | 63.15 | 63.15 |  | 5.31 | 58.3 | 58.3 |  | 63.61 | 63.61 |  | 5.03 | 58.3 | 58.3 |  | 63.33 | 63.33
2020-01-06 05:00 | SHORT | SHORT | BALP | 4.85 | 58.3 | 58.3 |  | 63.15 | 63.15 |  | 5.31 | 58.3 | 58.3 |  | 63.61 | 63.61 |  | 5.03 | 58.3 | 58.3 |  | 63.33 | 63.33
2020-01-06 06:00 | SHORT | SHORT | BALP | 4.85 | 65 | 65 |  | 69.85 | 69.85 |  | 5.31 | 65 | 65 |  | 70.31 | 70.31 |  | 5.03 | 65 | 65 |  | 70.03 | 70.03
2020-01-06 07:00 | SHORT | SHORT | BALP | 4.85 | 60 | 60 |  | 64.85 | 64.85 |  | 5.31 | 60 | 60 |  | 65.31 | 65.31 |  | 5.03 | 60 | 60 |  | 65.03 | 65.03
2020-01-06 08:00 | SHORT | SHORT | BALP | 4.85 | 70 | 70 |  | 74.85 | 74.85 |  | 5.31 | 70 | 70 |  | 75.31 | 75.31 |  | 5.03 | 70 | 70 |  | 75.03 | 75.03
2020-01-06 09:00 | SHORT | SHORT | BALP | 4.85 | 70 | 70 |  | 74.85 | 74.85 |  | 5.31 | 70 | 70 |  | 75.31 | 75.31 |  | 5.03 | 70 | 70 |  | 75.03 | 75.03
2020-01-06 10:00 | SHORT | SHORT | BALP | 4.85 | 58.3 | 58.3 |  | 63.15 | 63.15 |  | 5.31 | 58.3 | 58.3 |  | 63.61 | 63.61 |  | 5.03 | 58.3 | 58.3 |  | 63.33 | 63.33
2020-01-06 11:00 | SHORT | SHORT | BALP | 4.85 | 70 | 70 |  | 74.85 | 74.85 |  | 5.31 | 70 | 70 |  | 75.31 | 75.31 |  | 5.03 | 70 | 70 |  | 75.03 | 75.03
2020-01-06 12:00 | SHORT | SHORT | BALP | 4.85 | 58.3 | 58.3 |  | 63.15 | 63.15 |  | 5.31 | 58.3 | 58.3 |  | 63.61 | 63.61 |  | 5.03 | 58.3 | 58.3 |  | 63.33 | 63.33
2020-01-06 13:00 | SHORT | SHORT | BALP | 4.85 | 58.3 | 58.3 |  | 63.15 | 63.15 |  | 5.31 | 58.3 | 58.3 |  | 63.61 | 63.61 |  | 5.03 | 58.3 | 58.3 |  | 63.33 | 63.33
2020-01-06 14:00 | SHORT | SHORT | BALP | 4.85 | 58.3 | 58.3 |  | 63.15 | 63.15 |  | 5.31 | 58.3 | 58.3 |  | 63.61 | 63.61 |  | 5.03 | 58.3 | 58.3 |  | 63.33 | 63.33
2020-01-06 15:00 | SHORT | SHORT | BALP | 4.85 | 53.3 | 53.3 |  | 58.15 | 58.15 |  | 5.31 | 53.3 | 53.3 |  | 58.61 | 58.61 |  | 5.03 | 53.3 | 53.3 |  | 58.33 | 58.33
2020-01-06 16:00 | LONG | LONG | BALP | 4.85 | 27.5 |  | 27.5 | 22.65 |  | 22.65 | 5.31 | 27.5 |  | 27.5 | 22.19 |  | 22.19 | 5.03 | 27.5 |  | 27.5 | 22.47 |  | 22.47
2020-01-06 17:00 | SHORT | SHORT | BALP | 4.85 | 53.3 | 53.3 |  | 58.15 | 58.15 |  | 5.31 | 53.3 | 53.3 |  | 58.61 | 58.61 |  | 5.03 | 53.3 | 53.3 |  | 58.33 | 58.33
2020-01-06 18:00 | LONG | LONG | VoAA | 4.85 | 39.3 |  | 39.3 | 34.45 |  | 34.45 | 5.31 | 40.3 |  | 40.3 | 34.99 |  | 34.99 | 5.03 | 34.05 |  | 34.05 | 29.02 |  | 29.02
2020-01-06 19:00 | SHORT | SHORT | BALP | 4.85 | 53.3 | 53.3 |  | 58.15 | 58.15 |  | 5.31 | 53.3 | 53.3 |  | 58.61 | 58.61 |  | 5.03 | 53.3 | 53.3 |  | 58.33 | 58.33
2020-01-06 20:00 | SHORT | SHORT | BALP | 4.85 | 58.2 | 58.2 |  | 63.05 | 63.05 |  | 5.31 | 58.2 | 58.2 |  | 63.51 | 63.51 |  | 5.03 | 58.2 | 58.2 |  | 63.23 | 63.23
2020-01-06 21:00 | SHORT | SHORT | BALP | 4.85 | 57.3 | 57.3 |  | 62.15 | 62.15 |  | 5.31 | 57.3 | 57.3 |  | 62.61 | 62.61 |  | 5.03 | 57.3 | 57.3 |  | 62.33 | 62.33
2020-01-06 22:00 | SHORT | SHORT | BALP | 4.85 | 58.3 | 58.3 |  | 63.15 | 63.15 |  | 5.31 | 58.3 | 58.3 |  | 63.61 | 63.61 |  | 5.03 | 58.3 | 58.3 |  | 63.33 | 63.33
2020-01-06 23:00 | LONG | LONG | BALP | 4.85 | 3.1 |  | 3.1 | -1.75 |  | -1.75 | 5.31 | 3.1 |  | 3.1 | -2.21 |  | -2.21 | 5.03 | 3.1 |  | 3.1 | -1.93 |  | -1.93
2020-01-07 | SHORT | SHORT | BALP | 4.85 | 28.19 | 28.19 |  | 33.04 | 33.04 |  | 5.31 | 28.19 | 28.19 |  | 33.5 | 33.5 |  | 5.03 | 28.19 | 28.19 |  | 33.22 | 33.22
2020-01-07 01:00 | LONG | LONG | VoAA | 4.85 | 3.1 |  | 3.1 | -1.75 |  | -1.75 | 5.31 | 22.3 |  | 22.3 | 16.99 |  | 16.99 | 5.03 | 27.16 |  | 27.16 | 22.13 |  | 22.13
2020-01-07 02:00 | SHORT | SHORT | VoAA | 4.85 | 41.5 | 41.5 |  | 46.35 | 46.35 |  | 5.31 | 22.3 | 22.3 |  | 27.61 | 27.61 |  | 5.03 | 27.08 | 27.08 |  | 32.11 | 32.11
2020-01-07 03:00 | LONG | LONG | VoAA | 4.85 | 3.1 |  | 3.1 | -1.75 |  | -1.75 | 5.31 | 22.3 |  | 22.3 | 16.99 |  | 16.99 | 5.03 | 27.02 |  | 27.02 | 21.99 |  | 21.99
2020-01-07 04:00 | SHORT | SHORT | VoAA | 4.85 | 41.5 | 41.5 |  | 46.35 | 46.35 |  | 5.31 | 22.3 | 22.3 |  | 27.61 | 27.61 |  | 5.03 | 26.98 | 26.98 |  | 32.01 | 32.01
2020-01-07 05:00 | LONG | LONG | VoAA | 4.85 | 3.1 |  | 3.1 | -1.75 |  | -1.75 | 5.31 | 22.3 |  | 22.3 | 16.99 |  | 16.99 | 5.03 | 27.18 |  | 27.18 | 22.15 |  | 22.15
2020-01-07 06:00 | LONG | LONG | VoAA | 4.85 | 3.1 |  | 3.1 | -1.75 |  | -1.75 | 5.31 | 22.3 |  | 22.3 | 16.99 |  | 16.99 | 5.03 | 28.8 |  | 28.8 | 23.77 |  | 23.77
2020-01-07 07:00 | LONG | LONG | BALP | 4.85 | 25.5 |  | 25.5 | 20.65 |  | 20.65 | 5.31 | 25.5 |  | 25.5 | 20.19 |  | 20.19 | 5.03 | 25.5 |  | 25.5 | 20.47 |  | 20.47
2020-01-07 08:00 | SHORT | SHORT | BALP | 4.85 | 58.2 | 58.2 |  | 63.05 | 63.05 |  | 5.31 | 58.2 | 58.2 |  | 63.51 | 63.51 |  | 5.03 | 58.2 | 58.2 |  | 63.23 | 63.23
2020-01-07 09:00 | SHORT | SHORT | BALP | 4.85 | 56 | 56 |  | 60.85 | 60.85 |  | 5.31 | 56 | 56 |  | 61.31 | 61.31 |  | 5.03 | 56 | 56 |  | 61.03 | 61.03
2020-01-07 10:00 | SHORT | SHORT | BALP | 4.85 | 44.05 | 44.05 |  | 48.9 | 48.9 |  | 5.31 | 44.05 | 44.05 |  | 49.36 | 49.36 |  | 5.03 | 44.05 | 44.05 |  | 49.08 | 49.08
2020-01-07 11:00 | SHORT | SHORT | BALP | 4.85 | 80 | 80 |  | 84.85 | 84.85 |  | 5.31 | 80 | 80 |  | 85.31 | 85.31 |  | 5.03 | 80 | 80 |  | 85.03 | 85.03
2020-01-07 12:00 | SHORT | LONG | BALP | 4.85 | 50.2 | 50.2 |  | 55.05 | 55.05 |  | 5.31 | 50.2 | 50.2 |  | 55.51 | 55.51 |  | 5.03 | 44.08 |  | 44.08 | 39.05 |  | 39.05
2020-01-07 13:00 | LONG | LONG | BALP | 4.85 | 27.3 |  | 27.3 | 22.45 |  | 22.45 | 5.31 | 27.3 |  | 27.3 | 21.99 |  | 21.99 | 5.03 | 27.3 |  | 27.3 | 22.27 |  | 22.27
2020-01-07 14:00 | LONG | LONG | BALP | 4.85 | 28 |  | 28 | 23.15 |  | 23.15 | 5.31 | 28 |  | 28 | 22.69 |  | 22.69 | 5.03 | 28 |  | 28 | 22.97 |  | 22.97
2020-01-07 15:00 | LONG | LONG | BALP | 4.85 | 15 |  | 15 | 10.15 |  | 10.15 | 5.31 | 15 |  | 15 | 9.69 |  | 9.69 | 5.03 | 15 |  | 15 | 9.97 |  | 9.97
2020-01-07 16:00 | LONG | LONG | BALP | 4.85 | 1 |  | 1 | -3.85 |  | -3.85 | 5.31 | 1 |  | 1 | -4.31 |  | -4.31 | 5.03 | 1 |  | 1 | -4.03 |  | -4.03
2020-01-07 17:00 | LONG | LONG | BALP | 4.85 | 1 |  | 1 | -3.85 |  | -3.85 | 5.31 | 1 |  | 1 | -4.31 |  | -4.31 | 5.03 | 1 |  | 1 | -4.03 |  | -4.03
2020-01-07 18:00 | LONG | LONG | BALP | 4.85 | 1 |  | 1 | -3.85 |  | -3.85 | 5.31 | 1 |  | 1 | -4.31 |  | -4.31 | 5.03 | 1 |  | 1 | -4.03 |  | -4.03
2020-01-07 19:00 | LONG | LONG | BALP | 4.85 | 25 |  | 25 | 20.15 |  | 20.15 | 5.31 | 25 |  | 25 | 19.69 |  | 19.69 | 5.03 | 25 |  | 25 | 19.97 |  | 19.97
2020-01-07 20:00 | LONG | LONG | BALP | 4.85 | 1 |  | 1 | -3.85 |  | -3.85 | 5.31 | 1 |  | 1 | -4.31 |  | -4.31 | 5.03 | 1 |  | 1 | -4.03 |  | -4.03
2020-01-07 21:00 | LONG | LONG | BALP | 4.85 | 1 |  | 1 | -3.85 |  | -3.85 | 5.31 | 1 |  | 1 | -4.31 |  | -4.31 | 5.03 | 1 |  | 1 | -4.03 |  | -4.03
2020-01-07 22:00 | LONG | LONG | BALP | 4.85 | 1 |  | 1 | -3.85 |  | -3.85 | 5.31 | 1 |  | 1 | -4.31 |  | -4.31 | 5.03 | 1 |  | 1 | -4.03 |  | -4.03
2020-01-07 23:00 | LONG | LONG | BALP | 4.85 | 1 |  | 1 | -3.85 |  | -3.85 | 5.31 | 1 |  | 1 | -4.31 |  | -4.31 | 5.03 | 1 |  | 1 | -4.03 |  | -4.03
2020-01-08 | LONG | LONG | BALP | 4.85 | 17 |  | 17 | 12.15 |  | 12.15 | 5.31 | 17 |  | 17 | 11.69 |  | 11.69 | 5.03 | 17 |  | 17 | 11.97 |  | 11.97
2020-01-08 01:00 | LONG | LONG | BALP | 4.85 | 18.95 |  | 18.95 | 14.1 |  | 14.1 | 5.31 | 18.95 |  | 18.95 | 13.64 |  | 13.64 | 5.03 | 18.95 |  | 18.95 | 13.92 |  | 13.92
2020-01-08 02:00 | LONG | LONG | BALP | 4.85 | 4.96 |  | 4.96 | 0.11 |  | 0.11 | 5.31 | 4.96 |  | 4.96 | -0.35 |  | -0.35 | 5.03 | 4.96 |  | 4.96 | -0.07 |  | -0.07
2020-01-08 03:00 | LONG | LONG | BALP | 4.85 | -0.1 |  | -0.1 | -4.95 |  | -4.95 | 5.31 | -0.1 |  | -0.1 | -5.41 |  | -5.41 | 5.03 | -0.1 |  | -0.1 | -5.13 |  | -5.13
2020-01-08 04:00 | LONG | LONG | BALP | 4.85 | -0.1 |  | -0.1 | -4.95 |  | -4.95 | 5.31 | -0.1 |  | -0.1 | -5.41 |  | -5.41 | 5.03 | -0.1 |  | -0.1 | -5.13 |  | -5.13
2020-01-08 05:00 | LONG | LONG | BALP | 4.85 | -0.1 |  | -0.1 | -4.95 |  | -4.95 | 5.31 | -0.1 |  | -0.1 | -5.41 |  | -5.41 | 5.03 | -0.1 |  | -0.1 | -5.13 |  | -5.13
2020-01-08 06:00 | LONG | LONG | BALP | 4.85 | 19 |  | 19 | 14.15 |  | 14.15 | 5.31 | 19 |  | 19 | 13.69 |  | 13.69 | 5.03 | 19 |  | 19 | 13.97 |  | 13.97
2020-01-08 07:00 | LONG | LONG | BALP | 4.85 | 1 |  | 1 | -3.85 |  | -3.85 | 5.31 | 1 |  | 1 | -4.31 |  | -4.31 | 5.03 | 1 |  | 1 | -4.03 |  | -4.03
2020-01-08 08:00 | LONG | LONG | BALP | 4.85 | 1 |  | 1 | -3.85 |  | -3.85 | 5.31 | 1 |  | 1 | -4.31 |  | -4.31 | 5.03 | 1 |  | 1 | -4.03 |  | -4.03
2020-01-08 09:00 | LONG | LONG | BALP | 4.85 | 1 |  | 1 | -3.85 |  | -3.85 | 5.31 | 1 |  | 1 | -4.31 |  | -4.31 | 5.03 | 1 |  | 1 | -4.03 |  | -4.03
2020-01-08 10:00 | LONG | LONG | BALP | 4.85 | 25 |  | 25 | 20.15 |  | 20.15 | 5.31 | 25 |  | 25 | 19.69 |  | 19.69 | 5.03 | 25 |  | 25 | 19.97 |  | 19.97
2020-01-08 11:00 | LONG | LONG | BALP | 4.85 | 25 |  | 25 | 20.15 |  | 20.15 | 5.31 | 25 |  | 25 | 19.69 |  | 19.69 | 5.03 | 25 |  | 25 | 19.97 |  | 19.97
2020-01-08 12:00 | LONG | LONG | BALP | 4.85 | 24.27 |  | 24.27 | 19.42 |  | 19.42 | 5.31 | 24.27 |  | 24.27 | 18.96 |  | 18.96 | 5.03 | 24.27 |  | 24.27 | 19.24 |  | 19.24
2020-01-08 13:00 | LONG | LONG | BALP | 4.85 | 24.2 |  | 24.2 | 19.35 |  | 19.35 | 5.31 | 24.2 |  | 24.2 | 18.89 |  | 18.89 | 5.03 | 24.2 |  | 24.2 | 19.17 |  | 19.17
2020-01-08 14:00 | SHORT | SHORT | BALP | 4.85 | 45 | 45 |  | 49.85 | 49.85 |  | 5.31 | 45 | 45 |  | 50.31 | 50.31 |  | 5.03 | 45 | 45 |  | 50.03 | 50.03
2020-01-08 15:00 | SHORT | SHORT | BALP | 4.85 | 50 | 50 |  | 54.85 | 54.85 |  | 5.31 | 50 | 50 |  | 55.31 | 55.31 |  | 5.03 | 50 | 50 |  | 55.03 | 55.03
2020-01-08 16:00 | LONG | LONG | BALP | 4.85 | 24.7 |  | 24.7 | 19.85 |  | 19.85 | 5.31 | 24.7 |  | 24.7 | 19.39 |  | 19.39 | 5.03 | 24.7 |  | 24.7 | 19.67 |  | 19.67
2020-01-08 17:00 | LONG | LONG | BALP | 4.85 | 5 |  | 5 | 0.15 |  | 0.15 | 5.31 | 5 |  | 5 | -0.31 |  | -0.31 | 5.03 | 5 |  | 5 | -0.03 |  | -0.03
2020-01-08 18:00 | LONG | LONG | BALP | 4.85 | 5 |  | 5 | 0.15 |  | 0.15 | 5.31 | 5 |  | 5 | -0.31 |  | -0.31 | 5.03 | 5 |  | 5 | -0.03 |  | -0.03
2020-01-08 19:00 | LONG | LONG | BALP | 4.85 | 5 |  | 5 | 0.15 |  | 0.15 | 5.31 | 5 |  | 5 | -0.31 |  | -0.31 | 5.03 | 5 |  | 5 | -0.03 |  | -0.03
2020-01-08 20:00 | LONG | LONG | BALP | 4.85 | 5 |  | 5 | 0.15 |  | 0.15 | 5.31 | 5 |  | 5 | -0.31 |  | -0.31 | 5.03 | 5 |  | 5 | -0.03 |  | -0.03
2020-01-08 21:00 | LONG | LONG | BALP | 4.85 | 1 |  | 1 | -3.85 |  | -3.85 | 5.31 | 1 |  | 1 | -4.31 |  | -4.31 | 5.03 | 1 |  | 1 | -4.03 |  | -4.03
2020-01-08 22:00 | LONG | LONG | BALP | 4.85 | 1 |  | 1 | -3.85 |  | -3.85 | 5.31 | 1 |  | 1 | -4.31 |  | -4.31 | 5.03 | 1 |  | 1 | -4.03 |  | -4.03
2020-01-08 23:00 | LONG | LONG | BALP | 4.85 | 1 |  | 1 | -3.85 |  | -3.85 | 5.31 | 1 |  | 1 | -4.31 |  | -4.31 | 5.03 | 1 |  | 1 | -4.03 |  | -4.03
2020-01-09 | LONG | LONG | BALP | 4.85 | 1 |  | 1 | -3.85 |  | -3.85 | 5.31 | 1 |  | 1 | -4.31 |  | -4.31 | 5.03 | 1 |  | 1 | -4.03 |  | -4.03
2020-01-09 01:00 | LONG | LONG | BALP | 4.85 | 21.42 |  | 21.42 | 16.57 |  | 16.57 | 5.31 | 21.42 |  | 21.42 | 16.11 |  | 16.11 | 5.03 | 21.42 |  | 21.42 | 16.39 |  | 16.39
2020-01-09 02:00 | LONG | LONG | BALP | 4.85 | 18.6 |  | 18.6 | 13.75 |  | 13.75 | 5.31 | 18.6 |  | 18.6 | 13.29 |  | 13.29 | 5.03 | 18.6 |  | 18.6 | 13.57 |  | 13.57
2020-01-09 03:00 | LONG | LONG | BALP | 4.85 | 18.6 |  | 18.6 | 13.75 |  | 13.75 | 5.31 | 18.6 |  | 18.6 | 13.29 |  | 13.29 | 5.03 | 18.6 |  | 18.6 | 13.57 |  | 13.57
2020-01-09 04:00 | LONG | LONG | BALP | 4.85 | 18.6 |  | 18.6 | 13.75 |  | 13.75 | 5.31 | 18.6 |  | 18.6 | 13.29 |  | 13.29 | 5.03 | 18.6 |  | 18.6 | 13.57 |  | 13.57
2020-01-09 05:00 | LONG | LONG | BALP | 4.85 | 23.33 |  | 23.33 | 18.48 |  | 18.48 | 5.31 | 23.33 |  | 23.33 | 18.02 |  | 18.02 | 5.03 | 23.33 |  | 23.33 | 18.3 |  | 18.3
2020-01-09 06:00 | LONG | LONG | BALP | 4.85 | 23.6 |  | 23.6 | 18.75 |  | 18.75 | 5.31 | 23.6 |  | 23.6 | 18.29 |  | 18.29 | 5.03 | 23.6 |  | 23.6 | 18.57 |  | 18.57
2020-01-09 07:00 | LONG | LONG | BALP | 4.85 | 26.6 |  | 26.6 | 21.75 |  | 21.75 | 5.31 | 26.6 |  | 26.6 | 21.29 |  | 21.29 | 5.03 | 26.6 |  | 26.6 | 21.57 |  | 21.57
2020-01-09 08:00 | LONG | LONG | BALP | 4.85 | 13 |  | 13 | 8.15 |  | 8.15 | 5.31 | 13 |  | 13 | 7.69 |  | 7.69 | 5.03 | 13 |  | 13 | 7.97 |  | 7.97
2020-01-09 09:00 | LONG | LONG | BALP | 4.85 | 28.25 |  | 28.25 | 23.4 |  | 23.4 | 5.31 | 28.25 |  | 28.25 | 22.94 |  | 22.94 | 5.03 | 28.25 |  | 28.25 | 23.22 |  | 23.22
2020-01-09 10:00 | SHORT | SHORT | BALP | 4.85 | 53.5 | 53.5 |  | 58.35 | 58.35 |  | 5.31 | 53.5 | 53.5 |  | 58.81 | 58.81 |  | 5.03 | 53.5 | 53.5 |  | 58.53 | 58.53
2020-01-09 11:00 | LONG | LONG | BALP | 4.85 | 35.8 |  | 35.8 | 30.95 |  | 30.95 | 5.31 | 35.8 |  | 35.8 | 30.49 |  | 30.49 | 5.03 | 35.8 |  | 35.8 | 30.77 |  | 30.77
2020-01-09 12:00 | LONG | LONG | BALP | 4.85 | 1 |  | 1 | -3.85 |  | -3.85 | 5.31 | 1 |  | 1 | -4.31 |  | -4.31 | 5.03 | 1 |  | 1 | -4.03 |  | -4.03
2020-01-09 13:00 | LONG | LONG | BALP | 4.85 | 24 |  | 24 | 19.15 |  | 19.15 | 5.31 | 24 |  | 24 | 18.69 |  | 18.69 | 5.03 | 24 |  | 24 | 18.97 |  | 18.97
2020-01-09 14:00 | LONG | LONG | BALP | 4.85 | 23.9 |  | 23.9 | 19.05 |  | 19.05 | 5.31 | 23.9 |  | 23.9 | 18.59 |  | 18.59 | 5.03 | 23.9 |  | 23.9 | 18.87 |  | 18.87
2020-01-09 15:00 | LONG | LONG | VoAA | 4.85 | 30 |  | 30 | 25.15 |  | 25.15 | 5.31 | 33.9 |  | 33.9 | 28.59 |  | 28.59 | 5.03 | 31.43 |  | 31.43 | 26.4 |  | 26.4
2020-01-09 16:00 | LONG | LONG | BALP | 4.85 | 29.8 |  | 29.8 | 24.95 |  | 24.95 | 5.31 | 29.8 |  | 29.8 | 24.49 |  | 24.49 | 5.03 | 29.8 |  | 29.8 | 24.77 |  | 24.77
2020-01-09 17:00 | LONG | LONG | VoAA | 4.85 | 35.8 |  | 35.8 | 30.95 |  | 30.95 | 5.31 | 36.8 |  | 36.8 | 31.49 |  | 31.49 | 5.03 | 44.74 |  | 44.74 | 39.71 |  | 39.71
2020-01-09 18:00 | LONG | LONG | BALP | 4.85 | 35.8 |  | 35.8 | 30.95 |  | 30.95 | 5.31 | 35.8 |  | 35.8 | 30.49 |  | 30.49 | 5.03 | 35.8 |  | 35.8 | 30.77 |  | 30.77
2020-01-09 19:00 | LONG | LONG | BALP | 4.85 | 36.4 |  | 36.4 | 31.55 |  | 31.55 | 5.31 | 36.4 |  | 36.4 | 31.09 |  | 31.09 | 5.03 | 36.4 |  | 36.4 | 31.37 |  | 31.37
2020-01-09 20:00 | LONG | LONG | BALP | 4.85 | 24.4 |  | 24.4 | 19.55 |  | 19.55 | 5.31 | 24.4 |  | 24.4 | 19.09 |  | 19.09 | 5.03 | 24.4 |  | 24.4 | 19.37 |  | 19.37
2020-01-09 21:00 | LONG | LONG | BALP | 4.85 | 23.5 |  | 23.5 | 18.65 |  | 18.65 | 5.31 | 23.5 |  | 23.5 | 18.19 |  | 18.19 | 5.03 | 23.5 |  | 23.5 | 18.47 |  | 18.47
2020-01-09 22:00 | LONG | LONG | BALP | 4.85 | 5 |  | 5 | 0.15 |  | 0.15 | 5.31 | 5 |  | 5 | -0.31 |  | -0.31 | 5.03 | 5 |  | 5 | -0.03 |  | -0.03
2020-01-09 23:00 | LONG | LONG | BALP | 4.85 | 5 |  | 5 | 0.15 |  | 0.15 | 5.31 | 5 |  | 5 | -0.31 |  | -0.31 | 5.03 | 5 |  | 5 | -0.03 |  | -0.03
2020-01-10 | LONG | LONG | BALP | 4.85 | 23 |  | 23 | 18.15 |  | 18.15 | 5.31 | 23 |  | 23 | 17.69 |  | 17.69 | 5.03 | 23 |  | 23 | 17.97 |  | 17.97
2020-01-10 01:00 | SHORT | SHORT | BALP | 4.85 | 55 | 55 |  | 59.85 | 59.85 |  | 5.31 | 55 | 55 |  | 60.31 | 60.31 |  | 5.03 | 55 | 55 |  | 60.03 | 60.03
2020-01-10 02:00 | SHORT | SHORT | BALP | 4.85 | 55 | 55 |  | 59.85 | 59.85 |  | 5.31 | 55 | 55 |  | 60.31 | 60.31 |  | 5.03 | 55 | 55 |  | 60.03 | 60.03
2020-01-10 03:00 | LONG | LONG | BALP | 4.85 | 23 |  | 23 | 18.15 |  | 18.15 | 5.31 | 23 |  | 23 | 17.69 |  | 17.69 | 5.03 | 23 |  | 23 | 17.97 |  | 17.97
2020-01-10 04:00 | LONG | LONG | BALP | 4.85 | 23 |  | 23 | 18.15 |  | 18.15 | 5.31 | 23 |  | 23 | 17.69 |  | 17.69 | 5.03 | 23 |  | 23 | 17.97 |  | 17.97
2020-01-10 05:00 | LONG | LONG | BALP | 4.85 | 26.2 |  | 26.2 | 21.35 |  | 21.35 | 5.31 | 26.2 |  | 26.2 | 20.89 |  | 20.89 | 5.03 | 26.2 |  | 26.2 | 21.17 |  | 21.17
2020-01-10 06:00 | LONG | LONG | BALP | 4.85 | 27.46 |  | 27.46 | 22.61 |  | 22.61 | 5.31 | 27.46 |  | 27.46 | 22.15 |  | 22.15 | 5.03 | 27.46 |  | 27.46 | 22.43 |  | 22.43
2020-01-10 07:00 | LONG | LONG | BALP | 4.85 | 14.6 |  | 14.6 | 9.75 |  | 9.75 | 5.31 | 14.6 |  | 14.6 | 9.29 |  | 9.29 | 5.03 | 14.6 |  | 14.6 | 9.57 |  | 9.57
2020-01-10 08:00 | LONG | LONG | BALP | 4.85 | 34.9 |  | 34.9 | 30.05 |  | 30.05 | 5.31 | 34.9 |  | 34.9 | 29.59 |  | 29.59 | 5.03 | 34.9 |  | 34.9 | 29.87 |  | 29.87
2020-01-10 09:00 | LONG | LONG | BALP | 4.85 | 34.9 |  | 34.9 | 30.05 |  | 30.05 | 5.31 | 34.9 |  | 34.9 | 29.59 |  | 29.59 | 5.03 | 34.9 |  | 34.9 | 29.87 |  | 29.87
2020-01-10 10:00 | LONG | LONG | BALP | 4.85 | 34.9 |  | 34.9 | 30.05 |  | 30.05 | 5.31 | 34.9 |  | 34.9 | 29.59 |  | 29.59 | 5.03 | 34.9 |  | 34.9 | 29.87 |  | 29.87
2020-01-10 11:00 | SHORT | SHORT | BALP | 4.85 | 69 | 69 |  | 73.85 | 73.85 |  | 5.31 | 69 | 69 |  | 74.31 | 74.31 |  | 5.03 | 69 | 69 |  | 74.03 | 74.03
2020-01-10 12:00 | LONG | LONG | BALP | 4.85 | 34.9 |  | 34.9 | 30.05 |  | 30.05 | 5.31 | 34.9 |  | 34.9 | 29.59 |  | 29.59 | 5.03 | 34.9 |  | 34.9 | 29.87 |  | 29.87
2020-01-10 13:00 | SHORT | SHORT | BALP | 4.85 | 95 | 95 |  | 99.85 | 99.85 |  | 5.31 | 95 | 95 |  | 100.31 | 100.31 |  | 5.03 | 95 | 95 |  | 100.03 | 100.03
2020-01-10 14:00 | SHORT | SHORT | BALP | 4.85 | 80 | 80 |  | 84.85 | 84.85 |  | 5.31 | 80 | 80 |  | 85.31 | 85.31 |  | 5.03 | 80 | 80 |  | 85.03 | 85.03
2020-01-10 15:00 | SHORT | SHORT | BALP | 4.85 | 80 | 80 |  | 84.85 | 84.85 |  | 5.31 | 80 | 80 |  | 85.31 | 85.31 |  | 5.03 | 80 | 80 |  | 85.03 | 85.03
2020-01-10 16:00 | SHORT | LONG | BALP | 4.85 | 36.9 | 36.9 |  | 41.75 | 41.75 |  | 5.31 | 36.9 | 36.9 |  | 42.21 | 42.21 |  | 5.03 | 45.98 |  | 45.98 | 40.95 |  | 40.95
2020-01-10 17:00 | SHORT | SHORT | BALP | 4.85 | 45.6 | 45.6 |  | 50.45 | 50.45 |  | 5.31 | 45.6 | 45.6 |  | 50.91 | 50.91 |  | 5.03 | 45.6 | 45.6 |  | 50.63 | 50.63
2020-01-10 18:00 | SHORT | SHORT | BALP | 4.85 | 80 | 80 |  | 84.85 | 84.85 |  | 5.31 | 80 | 80 |  | 85.31 | 85.31 |  | 5.03 | 80 | 80 |  | 85.03 | 85.03
2020-01-10 19:00 | SHORT | SHORT | BALP | 4.85 | 95 | 95 |  | 99.85 | 99.85 |  | 5.31 | 95 | 95 |  | 100.31 | 100.31 |  | 5.03 | 95 | 95 |  | 100.03 | 100.03
2020-01-10 20:00 | SHORT | SHORT | BALP | 4.85 | 75 | 75 |  | 79.85 | 79.85 |  | 5.31 | 75 | 75 |  | 80.31 | 80.31 |  | 5.03 | 75 | 75 |  | 80.03 | 80.03
2020-01-10 21:00 | SHORT | SHORT | BALP | 4.85 | 75 | 75 |  | 79.85 | 79.85 |  | 5.31 | 75 | 75 |  | 80.31 | 80.31 |  | 5.03 | 75 | 75 |  | 80.03 | 80.03
2020-01-10 22:00 | SHORT | SHORT | BALP | 4.85 | 95 | 95 |  | 99.85 | 99.85 |  | 5.31 | 95 | 95 |  | 100.31 | 100.31 |  | 5.03 | 95 | 95 |  | 100.03 | 100.03
2020-01-10 23:00 | LONG | LONG | BALP | 4.85 | 26.42 |  | 26.42 | 21.57 |  | 21.57 | 5.31 | 26.42 |  | 26.42 | 21.11 |  | 21.11 | 5.03 | 26.42 |  | 26.42 | 21.39 |  | 21.39
2020-01-11 | SHORT | SHORT | BALP | 4.85 | 62 | 62 |  | 66.85 | 66.85 |  | 5.31 | 62 | 62 |  | 67.31 | 67.31 |  | 5.03 | 62 | 62 |  | 67.03 | 67.03
2020-01-11 01:00 | SHORT | SHORT | BALP | 4.85 | 75 | 75 |  | 79.85 | 79.85 |  | 5.31 | 75 | 75 |  | 80.31 | 80.31 |  | 5.03 | 75 | 75 |  | 80.03 | 80.03
2020-01-11 02:00 | SHORT | LONG | BALP | 4.85 | 30 | 30 |  | 34.85 | 34.85 |  | 5.31 | 30 | 30 |  | 35.31 | 35.31 |  | 5.03 | 26.02 |  | 26.02 | 20.99 |  | 20.99
2020-01-11 03:00 | LONG | LONG | VoAA | 4.85 | 1 |  | 1 | -3.85 |  | -3.85 | 5.31 | 21.8 |  | 21.8 | 16.49 |  | 16.49 | 5.03 | 25.82 |  | 25.82 | 20.79 |  | 20.79
2020-01-11 04:00 | LONG | LONG | BALP | 4.85 | 1 |  | 1 | -3.85 |  | -3.85 | 5.31 | 1 |  | 1 | -4.31 |  | -4.31 | 5.03 | 1 |  | 1 | -4.03 |  | -4.03
2020-01-11 05:00 | LONG | LONG | BALP | 4.85 | 1 |  | 1 | -3.85 |  | -3.85 | 5.31 | 1 |  | 1 | -4.31 |  | -4.31 | 5.03 | 1 |  | 1 | -4.03 |  | -4.03
2020-01-11 06:00 | LONG | LONG | BALP | 4.85 | 1 |  | 1 | -3.85 |  | -3.85 | 5.31 | 1 |  | 1 | -4.31 |  | -4.31 | 5.03 | 1 |  | 1 | -4.03 |  | -4.03
2020-01-11 07:00 | SHORT | SHORT | BALP | 4.85 | 25.25 | 25.25 |  | 30.1 | 30.1 |  | 5.31 | 25.25 | 25.25 |  | 30.56 | 30.56 |  | 5.03 | 25.25 | 25.25 |  | 30.28 | 30.28
2020-01-11 08:00 | SHORT | SHORT | BALP | 4.85 | 54.6 | 54.6 |  | 59.45 | 59.45 |  | 5.31 | 54.6 | 54.6 |  | 59.91 | 59.91 |  | 5.03 | 54.6 | 54.6 |  | 59.63 | 59.63
2020-01-11 09:00 | SHORT | SHORT | BALP | 4.85 | 42.6 | 42.6 |  | 47.45 | 47.45 |  | 5.31 | 42.6 | 42.6 |  | 47.91 | 47.91 |  | 5.03 | 42.6 | 42.6 |  | 47.63 | 47.63
2020-01-11 10:00 | SHORT | SHORT | BALP | 4.85 | 34 | 34 |  | 38.85 | 38.85 |  | 5.31 | 34 | 34 |  | 39.31 | 39.31 |  | 5.03 | 34 | 34 |  | 39.03 | 39.03
2020-01-11 11:00 | SHORT | SHORT | BALP | 4.85 | 28 | 28 |  | 32.85 | 32.85 |  | 5.31 | 28 | 28 |  | 33.31 | 33.31 |  | 5.03 | 28 | 28 |  | 33.03 | 33.03
2020-01-11 12:00 | SHORT | SHORT | BALP | 4.85 | 28 | 28 |  | 32.85 | 32.85 |  | 5.31 | 28 | 28 |  | 33.31 | 33.31 |  | 5.03 | 28 | 28 |  | 33.03 | 33.03
2020-01-11 13:00 | LONG | LONG | BALP | 4.85 | 25.19 |  | 25.19 | 20.34 |  | 20.34 | 5.31 | 25.19 |  | 25.19 | 19.88 |  | 19.88 | 5.03 | 25.19 |  | 25.19 | 20.16 |  | 20.16
2020-01-11 14:00 | LONG | LONG | BALP | 4.85 | 25.01 |  | 25.01 | 20.16 |  | 20.16 | 5.31 | 25.01 |  | 25.01 | 19.7 |  | 19.7 | 5.03 | 25.01 |  | 25.01 | 19.98 |  | 19.98
2020-01-11 15:00 | LONG | LONG | BALP | 4.85 | 24.87 |  | 24.87 | 20.02 |  | 20.02 | 5.31 | 24.87 |  | 24.87 | 19.56 |  | 19.56 | 5.03 | 24.87 |  | 24.87 | 19.84 |  | 19.84
2020-01-11 16:00 | LONG | LONG | BALP | 4.85 | 22.5 |  | 22.5 | 17.65 |  | 17.65 | 5.31 | 22.5 |  | 22.5 | 17.19 |  | 17.19 | 5.03 | 22.5 |  | 22.5 | 17.47 |  | 17.47
2020-01-11 17:00 | LONG | LONG | BALP | 4.85 | 25.55 |  | 25.55 | 20.7 |  | 20.7 | 5.31 | 25.55 |  | 25.55 | 20.24 |  | 20.24 | 5.03 | 25.55 |  | 25.55 | 20.52 |  | 20.52
2020-01-11 18:00 | LONG | LONG | BALP | 4.85 | 1 |  | 1 | -3.85 |  | -3.85 | 5.31 | 1 |  | 1 | -4.31 |  | -4.31 | 5.03 | 1 |  | 1 | -4.03 |  | -4.03
2020-01-11 19:00 | LONG | LONG | BALP | 4.85 | 1 |  | 1 | -3.85 |  | -3.85 | 5.31 | 1 |  | 1 | -4.31 |  | -4.31 | 5.03 | 1 |  | 1 | -4.03 |  | -4.03
2020-01-11 20:00 | LONG | LONG | BALP | 4.85 | 9 |  | 9 | 4.15 |  | 4.15 | 5.31 | 9 |  | 9 | 3.69 |  | 3.69 | 5.03 | 9 |  | 9 | 3.97 |  | 3.97
2020-01-11 21:00 | LONG | LONG | BALP | 4.85 | 1 |  | 1 | -3.85 |  | -3.85 | 5.31 | 1 |  | 1 | -4.31 |  | -4.31 | 5.03 | 1 |  | 1 | -4.03 |  | -4.03
2020-01-11 22:00 | LONG | LONG | BALP | 4.85 | 9 |  | 9 | 4.15 |  | 4.15 | 5.31 | 9 |  | 9 | 3.69 |  | 3.69 | 5.03 | 9 |  | 9 | 3.97 |  | 3.97
2020-01-11 23:00 | LONG | LONG | BALP | 4.85 | 7 |  | 7 | 2.15 |  | 2.15 | 5.31 | 7 |  | 7 | 1.69 |  | 1.69 | 5.03 | 7 |  | 7 | 1.97 |  | 1.97
2020-01-12 | LONG | LONG | BALP | 4.85 | 1 |  | 1 | -3.85 |  | -3.85 | 5.31 | 1 |  | 1 | -4.31 |  | -4.31 | 5.03 | 1 |  | 1 | -4.03 |  | -4.03
2020-01-12 01:00 | LONG | LONG | VoAA | 4.85 | 0 |  | 0 | -4.85 |  | -4.85 | 5.31 | 21.45 |  | 21.45 | 16.14 |  | 16.14 | 5.03 | 20.11 |  | 20.11 | 15.08 |  | 15.08
2020-01-12 02:00 | LONG | LONG | BALP | 4.85 | 5 |  | 5 | 0.15 |  | 0.15 | 5.31 | 5 |  | 5 | -0.31 |  | -0.31 | 5.03 | 5 |  | 5 | -0.03 |  | -0.03
2020-01-12 03:00 | LONG | LONG | VoAA | 4.85 | 0 |  | 0 | -4.85 |  | -4.85 | 5.31 | 21.45 |  | 21.45 | 16.14 |  | 16.14 | 5.03 | 18.36 |  | 18.36 | 13.33 |  | 13.33
2020-01-12 04:00 | LONG | LONG | VoAA | 4.85 | 0 |  | 0 | -4.85 |  | -4.85 | 5.31 | 21.45 |  | 21.45 | 16.14 |  | 16.14 | 5.03 | 18.34 |  | 18.34 | 13.31 |  | 13.31
2020-01-12 05:00 | LONG | LONG | BALP | 4.85 | 10.12 |  | 10.12 | 5.27 |  | 5.27 | 5.31 | 10.12 |  | 10.12 | 4.81 |  | 4.81 | 5.03 | 10.12 |  | 10.12 | 5.09 |  | 5.09
2020-01-12 06:00 | LONG | LONG | BALP | 4.85 | 9.5 |  | 9.5 | 4.65 |  | 4.65 | 5.31 | 9.5 |  | 9.5 | 4.19 |  | 4.19 | 5.03 | 9.5 |  | 9.5 | 4.47 |  | 4.47
2020-01-12 07:00 | LONG | LONG | VoAA | 4.85 | 0 |  | 0 | -4.85 |  | -4.85 | 5.31 | 21.45 |  | 21.45 | 16.14 |  | 16.14 | 5.03 | 17.39 |  | 17.39 | 12.36 |  | 12.36
2020-01-12 08:00 | LONG | LONG | BALP | 4.85 | 2.5 |  | 2.5 | -2.35 |  | -2.35 | 5.31 | 2.5 |  | 2.5 | -2.81 |  | -2.81 | 5.03 | 2.5 |  | 2.5 | -2.53 |  | -2.53
2020-01-12 09:00 | LONG | LONG | BALP | 4.85 | 11 |  | 11 | 6.15 |  | 6.15 | 5.31 | 11 |  | 11 | 5.69 |  | 5.69 | 5.03 | 11 |  | 11 | 5.97 |  | 5.97
2020-01-12 10:00 | LONG | LONG | BALP | 4.85 | 5 |  | 5 | 0.15 |  | 0.15 | 5.31 | 5 |  | 5 | -0.31 |  | -0.31 | 5.03 | 5 |  | 5 | -0.03 |  | -0.03
2020-01-12 11:00 | LONG | LONG | BALP | 4.85 | 1 |  | 1 | -3.85 |  | -3.85 | 5.31 | 1 |  | 1 | -4.31 |  | -4.31 | 5.03 | 1 |  | 1 | -4.03 |  | -4.03
2020-01-12 12:00 | LONG | LONG | BALP | 4.85 | 1 |  | 1 | -3.85 |  | -3.85 | 5.31 | 1 |  | 1 | -4.31 |  | -4.31 | 5.03 | 1 |  | 1 | -4.03 |  | -4.03
2020-01-12 13:00 | LONG | LONG | BALP | 4.85 | 20 |  | 20 | 15.15 |  | 15.15 | 5.31 | 20 |  | 20 | 14.69 |  | 14.69 | 5.03 | 20 |  | 20 | 14.97 |  | 14.97
2020-01-12 14:00 | LONG | LONG | BALP | 4.85 | 20.7 |  | 20.7 | 15.85 |  | 15.85 | 5.31 | 20.7 |  | 20.7 | 15.39 |  | 15.39 | 5.03 | 20.7 |  | 20.7 | 15.67 |  | 15.67
2020-01-12 15:00 | LONG | LONG | VoAA | 4.85 | 1 |  | 1 | -3.85 |  | -3.85 | 5.31 | 17.97 |  | 17.97 | 12.66 |  | 12.66 | 5.03 | 24.94 |  | 24.94 | 19.91 |  | 19.91
2020-01-12 16:00 | SHORT | SHORT | BALP | 4.85 | 54.9 | 54.9 |  | 59.75 | 59.75 |  | 5.31 | 54.9 | 54.9 |  | 60.21 | 60.21 |  | 5.03 | 54.9 | 54.9 |  | 59.93 | 59.93
2020-01-12 17:00 | SHORT | LONG | BALP | 4.85 | 30 | 30 |  | 34.85 | 34.85 |  | 5.31 | 30 | 30 |  | 35.31 | 35.31 |  | 5.03 | 25.69 |  | 25.69 | 20.66 |  | 20.66
2020-01-12 18:00 | LONG | LONG | BALP | 4.85 | 1 |  | 1 | -3.85 |  | -3.85 | 5.31 | 1 |  | 1 | -4.31 |  | -4.31 | 5.03 | 1 |  | 1 | -4.03 |  | -4.03
2020-01-12 19:00 | LONG | LONG | BALP | 4.85 | 1 |  | 1 | -3.85 |  | -3.85 | 5.31 | 1 |  | 1 | -4.31 |  | -4.31 | 5.03 | 1 |  | 1 | -4.03 |  | -4.03
2020-01-12 20:00 | LONG | LONG | BALP | 4.85 | 1 |  | 1 | -3.85 |  | -3.85 | 5.31 | 1 |  | 1 | -4.31 |  | -4.31 | 5.03 | 1 |  | 1 | -4.03 |  | -4.03
2020-01-12 21:00 | LONG | LONG | BALP | 4.85 | 25.62 |  | 25.62 | 20.77 |  | 20.77 | 5.31 | 25.62 |  | 25.62 | 20.31 |  | 20.31 | 5.03 | 25.62 |  | 25.62 | 20.59 |  | 20.59
2020-01-12 22:00 | LONG | LONG | BALP | 4.85 | 22 |  | 22 | 17.15 |  | 17.15 | 5.31 | 22 |  | 22 | 16.69 |  | 16.69 | 5.03 | 22 |  | 22 | 16.97 |  | 16.97
2020-01-12 23:00 | LONG | LONG | BALP | 4.85 | 21.1 |  | 21.1 | 16.25 |  | 16.25 | 5.31 | 21.1 |  | 21.1 | 15.79 |  | 15.79 | 5.03 | 21.1 |  | 21.1 | 16.07 |  | 16.07
2020-01-13 | SHORT | SHORT | VoAA | 4.85 | 42.8 | 42.8 |  | 47.65 | 47.65 |  | 5.31 | 21.4 | 21.4 |  | 26.71 | 26.71 |  | 5.03 | 24.27 | 24.27 |  | 29.3 | 29.3
2020-01-13 01:00 | SHORT | SHORT | BALP | 4.85 | 22.52 | 22.52 |  | 27.37 | 27.37 |  | 5.31 | 22.52 | 22.52 |  | 27.83 | 27.83 |  | 5.03 | 22.52 | 22.52 |  | 27.55 | 27.55
2020-01-13 02:00 | LONG | LONG | VoAA | 4.85 | 0 |  | 0 | -4.85 |  | -4.85 | 5.31 | 21.4 |  | 21.4 | 16.09 |  | 16.09 | 5.03 | 23.91 |  | 23.91 | 18.88 |  | 18.88
2020-01-13 03:00 | LONG | LONG | BALP | 4.85 | 23.96 |  | 23.96 | 19.11 |  | 19.11 | 5.31 | 23.96 |  | 23.96 | 18.65 |  | 18.65 | 5.03 | 23.96 |  | 23.96 | 18.93 |  | 18.93
2020-01-13 04:00 | SHORT | SHORT | VoAA | 4.85 | 42.8 | 42.8 |  | 47.65 | 47.65 |  | 5.31 | 21.4 | 21.4 |  | 26.71 | 26.71 |  | 5.03 | 24.26 | 24.26 |  | 29.29 | 29.29
2020-01-13 05:00 | SHORT | SHORT | BALP | 4.85 | 65 | 65 |  | 69.85 | 69.85 |  | 5.31 | 65 | 65 |  | 70.31 | 70.31 |  | 5.03 | 65 | 65 |  | 70.03 | 70.03
2020-01-13 06:00 | SHORT | SHORT | BALP | 4.85 | 75 | 75 |  | 79.85 | 79.85 |  | 5.31 | 75 | 75 |  | 80.31 | 80.31 |  | 5.03 | 75 | 75 |  | 80.03 | 80.03
2020-01-13 07:00 | SHORT | SHORT | BALP | 4.85 | 89 | 89 |  | 93.85 | 93.85 |  | 5.31 | 89 | 89 |  | 94.31 | 94.31 |  | 5.03 | 89 | 89 |  | 94.03 | 94.03
2020-01-13 08:00 | LONG | LONG | BALP | 4.85 | 36.6 |  | 36.6 | 31.75 |  | 31.75 | 5.31 | 36.6 |  | 36.6 | 31.29 |  | 31.29 | 5.03 | 36.6 |  | 36.6 | 31.57 |  | 31.57
2020-01-13 09:00 | LONG | LONG | BALP | 4.85 | 28 |  | 28 | 23.15 |  | 23.15 | 5.31 | 28 |  | 28 | 22.69 |  | 22.69 | 5.03 | 28 |  | 28 | 22.97 |  | 22.97
2020-01-13 10:00 | SHORT | SHORT | BALP | 4.85 | 48.32 | 48.32 |  | 53.17 | 53.17 |  | 5.31 | 48.32 | 48.32 |  | 53.63 | 53.63 |  | 5.03 | 48.32 | 48.32 |  | 53.35 | 53.35
2020-01-13 11:00 | SHORT | SHORT | BALP | 4.85 | 80 | 80 |  | 84.85 | 84.85 |  | 5.31 | 80 | 80 |  | 85.31 | 85.31 |  | 5.03 | 80 | 80 |  | 85.03 | 85.03
2020-01-13 12:00 | LONG | LONG | BALP | 4.85 | 28 |  | 28 | 23.15 |  | 23.15 | 5.31 | 28 |  | 28 | 22.69 |  | 22.69 | 5.03 | 28 |  | 28 | 22.97 |  | 22.97
2020-01-13 13:00 | LONG | LONG | BALP | 4.85 | 24.5 |  | 24.5 | 19.65 |  | 19.65 | 5.31 | 24.5 |  | 24.5 | 19.19 |  | 19.19 | 5.03 | 24.5 |  | 24.5 | 19.47 |  | 19.47
2020-01-13 14:00 | LONG | LONG | BALP | 4.85 | 23.5 |  | 23.5 | 18.65 |  | 18.65 | 5.31 | 23.5 |  | 23.5 | 18.19 |  | 18.19 | 5.03 | 23.5 |  | 23.5 | 18.47 |  | 18.47
2020-01-13 15:00 | LONG | LONG | BALP | 4.85 | 24 |  | 24 | 19.15 |  | 19.15 | 5.31 | 24 |  | 24 | 18.69 |  | 18.69 | 5.03 | 24 |  | 24 | 18.97 |  | 18.97
2020-01-13 16:00 | LONG | LONG | BALP | 4.85 | 29.25 |  | 29.25 | 24.4 |  | 24.4 | 5.31 | 29.25 |  | 29.25 | 23.94 |  | 23.94 | 5.03 | 29.25 |  | 29.25 | 24.22 |  | 24.22
2020-01-13 17:00 | LONG | LONG | BALP | 4.85 | 35 |  | 35 | 30.15 |  | 30.15 | 5.31 | 35 |  | 35 | 29.69 |  | 29.69 | 5.03 | 35 |  | 35 | 29.97 |  | 29.97
2020-01-13 18:00 | SHORT | LONG | BALP | 4.85 | 54.8 | 54.8 |  | 59.65 | 59.65 |  | 5.31 | 54.8 | 54.8 |  | 60.11 | 60.11 |  | 5.03 | 45.68 |  | 45.68 | 40.65 |  | 40.65
2020-01-13 19:00 | LONG | LONG | BALP | 4.85 | 1 |  | 1 | -3.85 |  | -3.85 | 5.31 | 1 |  | 1 | -4.31 |  | -4.31 | 5.03 | 1 |  | 1 | -4.03 |  | -4.03
2020-01-13 20:00 | LONG | LONG | BALP | 4.85 | 1 |  | 1 | -3.85 |  | -3.85 | 5.31 | 1 |  | 1 | -4.31 |  | -4.31 | 5.03 | 1 |  | 1 | -4.03 |  | -4.03
2020-01-13 21:00 | LONG | LONG | BALP | 4.85 | 1 |  | 1 | -3.85 |  | -3.85 | 5.31 | 1 |  | 1 | -4.31 |  | -4.31 | 5.03 | 1 |  | 1 | -4.03 |  | -4.03
2020-01-13 22:00 | LONG | LONG | BALP | 4.85 | 26.04 |  | 26.04 | 21.19 |  | 21.19 | 5.31 | 26.04 |  | 26.04 | 20.73 |  | 20.73 | 5.03 | 26.04 |  | 26.04 | 21.01 |  | 21.01
2020-01-13 23:00 | LONG | LONG | VoAA | 4.85 | 1 |  | 1 | -3.85 |  | -3.85 | 5.31 | 18.81 |  | 18.81 | 13.5 |  | 13.5 | 5.03 | 26.61 |  | 26.61 | 21.58 |  | 21.58
2020-01-14 | LONG | LONG | BALP | 4.85 | 21.6 |  | 21.6 | 16.75 |  | 16.75 | 5.31 | 21.6 |  | 21.6 | 16.29 |  | 16.29 | 5.03 | 21.6 |  | 21.6 | 16.57 |  | 16.57
2020-01-14 01:00 | LONG | LONG | VoAA | 4.85 | 41 |  | 41 | 36.15 |  | 36.15 | 5.31 | 42 |  | 42 | 36.69 |  | 36.69 | 5.03 | 27.1 |  | 27.1 | 22.07 |  | 22.07
2020-01-14 02:00 | LONG | LONG | VoAA | 4.85 | 41 |  | 41 | 36.15 |  | 36.15 | 5.31 | 42 |  | 42 | 36.69 |  | 36.69 | 5.03 | 27 |  | 27 | 21.97 |  | 21.97
2020-01-14 03:00 | LONG | LONG | BALP | 4.85 | 12.31 |  | 12.31 | 7.46 |  | 7.46 | 5.31 | 12.31 |  | 12.31 | 7 |  | 7 | 5.03 | 12.31 |  | 12.31 | 7.28 |  | 7.28
2020-01-14 04:00 | LONG | LONG | VoAA | 4.85 | 41 |  | 41 | 36.15 |  | 36.15 | 5.31 | 42 |  | 42 | 36.69 |  | 36.69 | 5.03 | 12.76 |  | 12.76 | 7.73 |  | 7.73
2020-01-14 05:00 | LONG | LONG | BALP | 4.85 | 6 |  | 6 | 1.15 |  | 1.15 | 5.31 | 6 |  | 6 | 0.69 |  | 0.69 | 5.03 | 6 |  | 6 | 0.97 |  | 0.97
2020-01-14 06:00 | LONG | LONG | VoAA | 4.85 | 41 |  | 41 | 36.15 |  | 36.15 | 5.31 | 42 |  | 42 | 36.69 |  | 36.69 | 5.03 | 20.45 |  | 20.45 | 15.42 |  | 15.42
2020-01-14 07:00 | LONG | LONG | BALP | 4.85 | 1 |  | 1 | -3.85 |  | -3.85 | 5.31 | 1 |  | 1 | -4.31 |  | -4.31 | 5.03 | 1 |  | 1 | -4.03 |  | -4.03
2020-01-14 08:00 | LONG | LONG | BALP | 4.85 | 21.6 |  | 21.6 | 16.75 |  | 16.75 | 5.31 | 21.6 |  | 21.6 | 16.29 |  | 16.29 | 5.03 | 21.6 |  | 21.6 | 16.57 |  | 16.57
2020-01-14 09:00 | LONG | LONG | BALP | 4.85 | 26.13 |  | 26.13 | 21.28 |  | 21.28 | 5.31 | 26.13 |  | 26.13 | 20.82 |  | 20.82 | 5.03 | 26.13 |  | 26.13 | 21.1 |  | 21.1
2020-01-14 10:00 | LONG | LONG | BALP | 4.85 | 21.4 |  | 21.4 | 16.55 |  | 16.55 | 5.31 | 21.4 |  | 21.4 | 16.09 |  | 16.09 | 5.03 | 21.4 |  | 21.4 | 16.37 |  | 16.37
2020-01-14 11:00 | LONG | LONG | BALP | 4.85 | 16.4 |  | 16.4 | 11.55 |  | 11.55 | 5.31 | 16.4 |  | 16.4 | 11.09 |  | 11.09 | 5.03 | 16.4 |  | 16.4 | 11.37 |  | 11.37
2020-01-14 12:00 | LONG | LONG | BALP | 4.85 | 21.4 |  | 21.4 | 16.55 |  | 16.55 | 5.31 | 21.4 |  | 21.4 | 16.09 |  | 16.09 | 5.03 | 21.4 |  | 21.4 | 16.37 |  | 16.37
2020-01-14 13:00 | LONG | LONG | BALP | 4.85 | 21.4 |  | 21.4 | 16.55 |  | 16.55 | 5.31 | 21.4 |  | 21.4 | 16.09 |  | 16.09 | 5.03 | 21.4 |  | 21.4 | 16.37 |  | 16.37
2020-01-14 14:00 | LONG | LONG | BALP | 4.85 | 21.4 |  | 21.4 | 16.55 |  | 16.55 | 5.31 | 21.4 |  | 21.4 | 16.09 |  | 16.09 | 5.03 | 21.4 |  | 21.4 | 16.37 |  | 16.37
2020-01-14 15:00 | LONG | LONG | BALP | 4.85 | 1 |  | 1 | -3.85 |  | -3.85 | 5.31 | 1 |  | 1 | -4.31 |  | -4.31 | 5.03 | 1 |  | 1 | -4.03 |  | -4.03
2020-01-14 16:00 | LONG | LONG | BALP | 4.85 | 1 |  | 1 | -3.85 |  | -3.85 | 5.31 | 1 |  | 1 | -4.31 |  | -4.31 | 5.03 | 1 |  | 1 | -4.03 |  | -4.03
2020-01-14 17:00 | LONG | LONG | BALP | 4.85 | 1 |  | 1 | -3.85 |  | -3.85 | 5.31 | 1 |  | 1 | -4.31 |  | -4.31 | 5.03 | 1 |  | 1 | -4.03 |  | -4.03
2020-01-14 18:00 | LONG | LONG | BALP | 4.85 | 16.4 |  | 16.4 | 11.55 |  | 11.55 | 5.31 | 16.4 |  | 16.4 | 11.09 |  | 11.09 | 5.03 | 16.4 |  | 16.4 | 11.37 |  | 11.37
2020-01-14 19:00 | LONG | LONG | BALP | 4.85 | 21.4 |  | 21.4 | 16.55 |  | 16.55 | 5.31 | 21.4 |  | 21.4 | 16.09 |  | 16.09 | 5.03 | 21.4 |  | 21.4 | 16.37 |  | 16.37
2020-01-14 20:00 | LONG | LONG | BALP | 4.85 | 1 |  | 1 | -3.85 |  | -3.85 | 5.31 | 1 |  | 1 | -4.31 |  | -4.31 | 5.03 | 1 |  | 1 | -4.03 |  | -4.03
2020-01-14 21:00 | LONG | LONG | BALP | 4.85 | 23 |  | 23 | 18.15 |  | 18.15 | 5.31 | 23 |  | 23 | 17.69 |  | 17.69 | 5.03 | 23 |  | 23 | 17.97 |  | 17.97
2020-01-14 22:00 | LONG | LONG | BALP | 4.85 | 23 |  | 23 | 18.15 |  | 18.15 | 5.31 | 23 |  | 23 | 17.69 |  | 17.69 | 5.03 | 23 |  | 23 | 17.97 |  | 17.97
2020-01-14 23:00 | LONG | LONG | BALP | 4.85 | 0.46 |  | 0.46 | -4.39 |  | -4.39 | 5.31 | 0.46 |  | 0.46 | -4.85 |  | -4.85 | 5.03 | 0.46 |  | 0.46 | -4.57 |  | -4.57
2020-01-15 | LONG | LONG | BALP | 4.85 | -3 |  | -3 | -7.85 |  | -7.85 | 5.31 | -3 |  | -3 | -8.31 |  | -8.31 | 5.03 | -3 |  | -3 | -8.03 |  | -8.03
2020-01-15 01:00 | LONG | LONG | BALP | 4.85 | -3 |  | -3 | -7.85 |  | -7.85 | 5.31 | -3 |  | -3 | -8.31 |  | -8.31 | 5.03 | -3 |  | -3 | -8.03 |  | -8.03
2020-01-15 02:00 | LONG | LONG | BALP | 4.85 | 14.45 |  | 14.45 | 9.6 |  | 9.6 | 5.31 | 14.45 |  | 14.45 | 9.14 |  | 9.14 | 5.03 | 14.45 |  | 14.45 | 9.42 |  | 9.42
2020-01-15 03:00 | LONG | LONG | BALP | 4.85 | 9.98 |  | 9.98 | 5.13 |  | 5.13 | 5.31 | 9.98 |  | 9.98 | 4.67 |  | 4.67 | 5.03 | 9.98 |  | 9.98 | 4.95 |  | 4.95
2020-01-15 04:00 | LONG | LONG | BALP | 4.85 | 11.16 |  | 11.16 | 6.31 |  | 6.31 | 5.31 | 11.16 |  | 11.16 | 5.85 |  | 5.85 | 5.03 | 11.16 |  | 11.16 | 6.13 |  | 6.13
2020-01-15 05:00 | LONG | LONG | BALP | 4.85 | 13 |  | 13 | 8.15 |  | 8.15 | 5.31 | 13 |  | 13 | 7.69 |  | 7.69 | 5.03 | 13 |  | 13 | 7.97 |  | 7.97
2020-01-15 06:00 | LONG | LONG | BALP | 4.85 | 1 |  | 1 | -3.85 |  | -3.85 | 5.31 | 1 |  | 1 | -4.31 |  | -4.31 | 5.03 | 1 |  | 1 | -4.03 |  | -4.03
2020-01-15 07:00 | LONG | SHORT | BALP | 4.85 | 25 |  | 25 | 20.15 |  | 20.15 | 5.31 | 25 |  | 25 | 19.69 |  | 19.69 | 5.03 | 27.21 | 27.21 |  | 32.24 | 32.24
2020-01-15 08:00 | LONG | LONG | BALP | 4.85 | 1.5 |  | 1.5 | -3.35 |  | -3.35 | 5.31 | 1.5 |  | 1.5 | -3.81 |  | -3.81 | 5.03 | 1.5 |  | 1.5 | -3.53 |  | -3.53
2020-01-15 09:00 | LONG | LONG | BALP | 4.85 | 24.7 |  | 24.7 | 19.85 |  | 19.85 | 5.31 | 24.7 |  | 24.7 | 19.39 |  | 19.39 | 5.03 | 24.7 |  | 24.7 | 19.67 |  | 19.67
2020-01-15 10:00 | LONG | LONG | BALP | 4.85 | 12 |  | 12 | 7.15 |  | 7.15 | 5.31 | 12 |  | 12 | 6.69 |  | 6.69 | 5.03 | 12 |  | 12 | 6.97 |  | 6.97
2020-01-15 11:00 | LONG | LONG | BALP | 4.85 | 25 |  | 25 | 20.15 |  | 20.15 | 5.31 | 25 |  | 25 | 19.69 |  | 19.69 | 5.03 | 25 |  | 25 | 19.97 |  | 19.97
2020-01-15 12:00 | LONG | LONG | BALP | 4.85 | 1.5 |  | 1.5 | -3.35 |  | -3.35 | 5.31 | 1.5 |  | 1.5 | -3.81 |  | -3.81 | 5.03 | 1.5 |  | 1.5 | -3.53 |  | -3.53
2020-01-15 13:00 | LONG | LONG | BALP | 4.85 | 18.8 |  | 18.8 | 13.95 |  | 13.95 | 5.31 | 18.8 |  | 18.8 | 13.49 |  | 13.49 | 5.03 | 18.8 |  | 18.8 | 13.77 |  | 13.77
2020-01-15 14:00 | LONG | LONG | BALP | 4.85 | 12 |  | 12 | 7.15 |  | 7.15 | 5.31 | 12 |  | 12 | 6.69 |  | 6.69 | 5.03 | 12 |  | 12 | 6.97 |  | 6.97
2020-01-15 15:00 | LONG | LONG | BALP | 4.85 | 15 |  | 15 | 10.15 |  | 10.15 | 5.31 | 15 |  | 15 | 9.69 |  | 9.69 | 5.03 | 15 |  | 15 | 9.97 |  | 9.97
2020-01-15 16:00 | LONG | LONG | BALP | 4.85 | 21.5 |  | 21.5 | 16.65 |  | 16.65 | 5.31 | 21.5 |  | 21.5 | 16.19 |  | 16.19 | 5.03 | 21.5 |  | 21.5 | 16.47 |  | 16.47
2020-01-15 17:00 | LONG | LONG | BALP | 4.85 | 22.5 |  | 22.5 | 17.65 |  | 17.65 | 5.31 | 22.5 |  | 22.5 | 17.19 |  | 17.19 | 5.03 | 22.5 |  | 22.5 | 17.47 |  | 17.47
2020-01-15 18:00 | LONG | LONG | BALP | 4.85 | 19.7 |  | 19.7 | 14.85 |  | 14.85 | 5.31 | 19.7 |  | 19.7 | 14.39 |  | 14.39 | 5.03 | 19.7 |  | 19.7 | 14.67 |  | 14.67
2020-01-15 19:00 | LONG | LONG | BALP | 4.85 | 24.7 |  | 24.7 | 19.85 |  | 19.85 | 5.31 | 24.7 |  | 24.7 | 19.39 |  | 19.39 | 5.03 | 24.7 |  | 24.7 | 19.67 |  | 19.67
2020-01-15 20:00 | LONG | LONG | BALP | 4.85 | 21 |  | 21 | 16.15 |  | 16.15 | 5.31 | 21 |  | 21 | 15.69 |  | 15.69 | 5.03 | 21 |  | 21 | 15.97 |  | 15.97
2020-01-15 21:00 | LONG | LONG | BALP | 4.85 | 25.13 |  | 25.13 | 20.28 |  | 20.28 | 5.31 | 25.13 |  | 25.13 | 19.82 |  | 19.82 | 5.03 | 25.13 |  | 25.13 | 20.1 |  | 20.1
2020-01-15 22:00 | LONG | LONG | VoAA | 4.85 | 30 |  | 30 | 25.15 |  | 25.15 | 5.31 | 29.4 |  | 29.4 | 24.09 |  | 24.09 | 5.03 | 24.85 |  | 24.85 | 19.82 |  | 19.82
2020-01-15 23:00 | LONG | LONG | BALP | 4.85 | 20 |  | 20 | 15.15 |  | 15.15 | 5.31 | 20 |  | 20 | 14.69 |  | 14.69 | 5.03 | 20 |  | 20 | 14.97 |  | 14.97
2020-01-16 | LONG | LONG | BALP | 4.85 | 2.86 |  | 2.86 | -1.99 |  | -1.99 | 5.31 | 2.86 |  | 2.86 | -2.45 |  | -2.45 | 5.03 | 2.86 |  | 2.86 | -2.17 |  | -2.17
2020-01-16 01:00 | LONG | LONG | VoAA | 4.85 | 0 |  | 0 | -4.85 |  | -4.85 | 5.31 | 15.85 |  | 15.85 | 10.54 |  | 10.54 | 5.03 | 21.58 |  | 21.58 | 16.55 |  | 16.55
2020-01-16 02:00 | SHORT | SHORT | VoAA | 4.85 | 31.7 | 31.7 |  | 36.55 | 36.55 |  | 5.31 | 36.3 | 36.3 |  | 41.61 | 41.61 |  | 5.03 | 21.32 | 21.32 |  | 26.35 | 26.35
2020-01-16 03:00 | SHORT | SHORT | BALP | 4.85 | 59.9 | 59.9 |  | 64.75 | 64.75 |  | 5.31 | 59.9 | 59.9 |  | 65.21 | 65.21 |  | 5.03 | 59.9 | 59.9 |  | 64.93 | 64.93
2020-01-16 04:00 | SHORT | LONG | BALP | 4.85 | 31.7 | 31.7 |  | 36.55 | 36.55 |  | 5.31 | 31.7 | 31.7 |  | 37.01 | 37.01 |  | 5.03 | 22.18 |  | 22.18 | 17.15 |  | 17.15
2020-01-16 05:00 | SHORT | LONG | BALP | 4.85 | 31.7 | 31.7 |  | 36.55 | 36.55 |  | 5.31 | 31.7 | 31.7 |  | 37.01 | 37.01 |  | 5.03 | 22.99 |  | 22.99 | 17.96 |  | 17.96
2020-01-16 06:00 | LONG | LONG | VoAA | 4.85 | 2.86 |  | 2.86 | -1.99 |  | -1.99 | 5.31 | 22.88 |  | 22.88 | 17.57 |  | 17.57 | 5.03 | 23.72 |  | 23.72 | 18.69 |  | 18.69
2020-01-16 07:00 | LONG | LONG | VoAA | 4.85 | 40.9 |  | 40.9 | 36.05 |  | 36.05 | 5.31 | 40.98 |  | 40.98 | 35.67 |  | 35.67 | 5.03 | 31.05 |  | 31.05 | 26.02 |  | 26.02
2020-01-16 08:00 | LONG | LONG | BALP | 4.85 | 25.2 |  | 25.2 | 20.35 |  | 20.35 | 5.31 | 25.2 |  | 25.2 | 19.89 |  | 19.89 | 5.03 | 25.2 |  | 25.2 | 20.17 |  | 20.17
2020-01-16 09:00 | LONG | LONG | BALP | 4.85 | 22.5 |  | 22.5 | 17.65 |  | 17.65 | 5.31 | 22.5 |  | 22.5 | 17.19 |  | 17.19 | 5.03 | 22.5 |  | 22.5 | 17.47 |  | 17.47
2020-01-16 10:00 | LONG | LONG | BALP | 4.85 | 20 |  | 20 | 15.15 |  | 15.15 | 5.31 | 20 |  | 20 | 14.69 |  | 14.69 | 5.03 | 20 |  | 20 | 14.97 |  | 14.97
2020-01-16 11:00 | LONG | LONG | BALP | 4.85 | 1 |  | 1 | -3.85 |  | -3.85 | 5.31 | 1 |  | 1 | -4.31 |  | -4.31 | 5.03 | 1 |  | 1 | -4.03 |  | -4.03
2020-01-16 12:00 | LONG | LONG | BALP | 4.85 | 19 |  | 19 | 14.15 |  | 14.15 | 5.31 | 19 |  | 19 | 13.69 |  | 13.69 | 5.03 | 19 |  | 19 | 13.97 |  | 13.97
2020-01-16 13:00 | LONG | LONG | BALP | 4.85 | 24 |  | 24 | 19.15 |  | 19.15 | 5.31 | 24 |  | 24 | 18.69 |  | 18.69 | 5.03 | 24 |  | 24 | 18.97 |  | 18.97
2020-01-16 14:00 | LONG | LONG | BALP | 4.85 | 25.2 |  | 25.2 | 20.35 |  | 20.35 | 5.31 | 25.2 |  | 25.2 | 19.89 |  | 19.89 | 5.03 | 25.2 |  | 25.2 | 20.17 |  | 20.17
2020-01-16 15:00 | LONG | LONG | BALP | 4.85 | 16 |  | 16 | 11.15 |  | 11.15 | 5.31 | 16 |  | 16 | 10.69 |  | 10.69 | 5.03 | 16 |  | 16 | 10.97 |  | 10.97
2020-01-16 16:00 | LONG | LONG | BALP | 4.85 | 16 |  | 16 | 11.15 |  | 11.15 | 5.31 | 16 |  | 16 | 10.69 |  | 10.69 | 5.03 | 16 |  | 16 | 10.97 |  | 10.97
2020-01-16 17:00 | LONG | LONG | BALP | 4.85 | 19 |  | 19 | 14.15 |  | 14.15 | 5.31 | 19 |  | 19 | 13.69 |  | 13.69 | 5.03 | 19 |  | 19 | 13.97 |  | 13.97
2020-01-16 18:00 | LONG | LONG | BALP | 4.85 | 29 |  | 29 | 24.15 |  | 24.15 | 5.31 | 29 |  | 29 | 23.69 |  | 23.69 | 5.03 | 29 |  | 29 | 23.97 |  | 23.97
2020-01-16 19:00 | LONG | LONG | BALP | 4.85 | 22.9 |  | 22.9 | 18.05 |  | 18.05 | 5.31 | 22.9 |  | 22.9 | 17.59 |  | 17.59 | 5.03 | 22.9 |  | 22.9 | 17.87 |  | 17.87
2020-01-16 20:00 | LONG | LONG | BALP | 4.85 | 23 |  | 23 | 18.15 |  | 18.15 | 5.31 | 23 |  | 23 | 17.69 |  | 17.69 | 5.03 | 23 |  | 23 | 17.97 |  | 17.97
2020-01-16 21:00 | LONG | LONG | BALP | 4.85 | 22.73 |  | 22.73 | 17.88 |  | 17.88 | 5.31 | 22.73 |  | 22.73 | 17.42 |  | 17.42 | 5.03 | 22.73 |  | 22.73 | 17.7 |  | 17.7
2020-01-16 22:00 | LONG | LONG | VoAA | 4.85 | 2.86 |  | 2.86 | -1.99 |  | -1.99 | 5.31 | 17.58 |  | 17.58 | 12.27 |  | 12.27 | 5.03 | 27.71 |  | 27.71 | 22.68 |  | 22.68
2020-01-16 23:00 | SHORT | SHORT | BALP | 4.85 | 31.7 | 31.7 |  | 36.55 | 36.55 |  | 5.31 | 31.7 | 31.7 |  | 37.01 | 37.01 |  | 5.03 | 31.7 | 31.7 |  | 36.73 | 36.73
2020-01-17 | SHORT | SHORT | BALP | 4.85 | 33.9 | 33.9 |  | 38.75 | 38.75 |  | 5.31 | 33.9 | 33.9 |  | 39.21 | 39.21 |  | 5.03 | 33.9 | 33.9 |  | 38.93 | 38.93
2020-01-17 01:00 | SHORT | SHORT | BALP | 4.85 | 76.9 | 76.9 |  | 81.75 | 81.75 |  | 5.31 | 76.9 | 76.9 |  | 82.21 | 82.21 |  | 5.03 | 76.9 | 76.9 |  | 81.93 | 81.93
2020-01-17 02:00 | SHORT | SHORT | BALP | 4.85 | 54.9 | 54.9 |  | 59.75 | 59.75 |  | 5.31 | 54.9 | 54.9 |  | 60.21 | 60.21 |  | 5.03 | 54.9 | 54.9 |  | 59.93 | 59.93
2020-01-17 03:00 | LONG | LONG | VoAA | 4.85 | 40.9 |  | 40.9 | 36.05 |  | 36.05 | 5.31 | 37.4 |  | 37.4 | 32.09 |  | 32.09 | 5.03 | 22.19 |  | 22.19 | 17.16 |  | 17.16
2020-01-17 04:00 | LONG | LONG | BALP | 4.85 | 22.39 |  | 22.39 | 17.54 |  | 17.54 | 5.31 | 22.39 |  | 22.39 | 17.08 |  | 17.08 | 5.03 | 22.39 |  | 22.39 | 17.36 |  | 17.36
2020-01-17 05:00 | LONG | LONG | BALP | 4.85 | 40.9 |  | 40.9 | 36.05 |  | 36.05 | 5.31 | 40.9 |  | 40.9 | 35.59 |  | 35.59 | 5.03 | 40.9 |  | 40.9 | 35.87 |  | 35.87
2020-01-17 06:00 | LONG | LONG | VoAA | 4.85 | 4.42 |  | 4.42 | -0.43 |  | -0.43 | 5.31 | 19.16 |  | 19.16 | 13.85 |  | 13.85 | 5.03 | 28.76 |  | 28.76 | 23.73 |  | 23.73
2020-01-17 07:00 | LONG | LONG | BALP | 4.85 | 46 |  | 46 | 41.15 |  | 41.15 | 5.31 | 46 |  | 46 | 40.69 |  | 40.69 | 5.03 | 46 |  | 46 | 40.97 |  | 40.97
2020-01-17 08:00 | LONG | LONG | BALP | 4.85 | 38.51 |  | 38.51 | 33.66 |  | 33.66 | 5.31 | 38.51 |  | 38.51 | 33.2 |  | 33.2 | 5.03 | 38.51 |  | 38.51 | 33.48 |  | 33.48
2020-01-17 09:00 | LONG | LONG | BALP | 4.85 | 38 |  | 38 | 33.15 |  | 33.15 | 5.31 | 38 |  | 38 | 32.69 |  | 32.69 | 5.03 | 38 |  | 38 | 32.97 |  | 32.97
2020-01-17 10:00 | LONG | LONG | BALP | 4.85 | 38 |  | 38 | 33.15 |  | 33.15 | 5.31 | 38 |  | 38 | 32.69 |  | 32.69 | 5.03 | 38 |  | 38 | 32.97 |  | 32.97
2020-01-17 11:00 | LONG | LONG | VoAA | 4.85 | 38 |  | 38 | 33.15 |  | 33.15 | 5.31 | 38.2 |  | 38.2 | 32.89 |  | 32.89 | 5.03 | 36.09 |  | 36.09 | 31.06 |  | 31.06
2020-01-17 12:00 | LONG | LONG | BALP | 4.85 | 20.7 |  | 20.7 | 15.85 |  | 15.85 | 5.31 | 20.7 |  | 20.7 | 15.39 |  | 15.39 | 5.03 | 20.7 |  | 20.7 | 15.67 |  | 15.67
2020-01-17 13:00 | LONG | LONG | BALP | 4.85 | 20.7 |  | 20.7 | 15.85 |  | 15.85 | 5.31 | 20.7 |  | 20.7 | 15.39 |  | 15.39 | 5.03 | 20.7 |  | 20.7 | 15.67 |  | 15.67
2020-01-17 14:00 | LONG | LONG | VoAA | 4.85 | 34.7 |  | 34.7 | 29.85 |  | 29.85 | 5.31 | 42.65 |  | 42.65 | 37.34 |  | 37.34 | 5.03 | 43.03 |  | 43.03 | 38 |  | 38
2020-01-17 15:00 | LONG | LONG | BALP | 4.85 | 30.7 |  | 30.7 | 25.85 |  | 25.85 | 5.31 | 30.7 |  | 30.7 | 25.39 |  | 25.39 | 5.03 | 30.7 |  | 30.7 | 25.67 |  | 25.67
2020-01-17 16:00 | LONG | LONG | BALP | 4.85 | 28 |  | 28 | 23.15 |  | 23.15 | 5.31 | 28 |  | 28 | 22.69 |  | 22.69 | 5.03 | 28 |  | 28 | 22.97 |  | 22.97
2020-01-17 17:00 | LONG | LONG | BALP | 4.85 | 30.7 |  | 30.7 | 25.85 |  | 25.85 | 5.31 | 30.7 |  | 30.7 | 25.39 |  | 25.39 | 5.03 | 30.7 |  | 30.7 | 25.67 |  | 25.67
2020-01-17 18:00 | SHORT | SHORT | BALP | 4.85 | 48.7 | 48.7 |  | 53.55 | 53.55 |  | 5.31 | 48.7 | 48.7 |  | 54.01 | 54.01 |  | 5.03 | 48.7 | 48.7 |  | 53.73 | 53.73
2020-01-17 19:00 | SHORT | SHORT | BALP | 4.85 | 51.5 | 51.5 |  | 56.35 | 56.35 |  | 5.31 | 51.5 | 51.5 |  | 56.81 | 56.81 |  | 5.03 | 51.5 | 51.5 |  | 56.53 | 56.53
2020-01-17 20:00 | SHORT | SHORT | BALP | 4.85 | 25.17 | 25.17 |  | 30.02 | 30.02 |  | 5.31 | 25.17 | 25.17 |  | 30.48 | 30.48 |  | 5.03 | 25.17 | 25.17 |  | 30.2 | 30.2
2020-01-17 21:00 | LONG | LONG | BALP | 4.85 | 24.8 |  | 24.8 | 19.95 |  | 19.95 | 5.31 | 24.8 |  | 24.8 | 19.49 |  | 19.49 | 5.03 | 24.8 |  | 24.8 | 19.77 |  | 19.77
2020-01-17 22:00 | LONG | LONG | BALP | 4.85 | 24.6 |  | 24.6 | 19.75 |  | 19.75 | 5.31 | 24.6 |  | 24.6 | 19.29 |  | 19.29 | 5.03 | 24.6 |  | 24.6 | 19.57 |  | 19.57
2020-01-17 23:00 | SHORT | SHORT | BALP | 4.85 | 49.7 | 49.7 |  | 54.55 | 54.55 |  | 5.31 | 49.7 | 49.7 |  | 55.01 | 55.01 |  | 5.03 | 49.7 | 49.7 |  | 54.73 | 54.73
2020-01-18 | SHORT | SHORT | BALP | 4.85 | 24.06 | 24.06 |  | 28.91 | 28.91 |  | 5.31 | 24.06 | 24.06 |  | 29.37 | 29.37 |  | 5.03 | 24.06 | 24.06 |  | 29.09 | 29.09
2020-01-18 01:00 | SHORT | SHORT | BALP | 4.85 | 22.15 | 22.15 |  | 27 | 27 |  | 5.31 | 22.15 | 22.15 |  | 27.46 | 27.46 |  | 5.03 | 22.15 | 22.15 |  | 27.18 | 27.18
2020-01-18 02:00 | SHORT | SHORT | BALP | 4.85 | 54.6 | 54.6 |  | 59.45 | 59.45 |  | 5.31 | 54.6 | 54.6 |  | 59.91 | 59.91 |  | 5.03 | 54.6 | 54.6 |  | 59.63 | 59.63
2020-01-18 03:00 | SHORT | SHORT | BALP | 4.85 | 48.7 | 48.7 |  | 53.55 | 53.55 |  | 5.31 | 48.7 | 48.7 |  | 54.01 | 54.01 |  | 5.03 | 48.7 | 48.7 |  | 53.73 | 53.73
2020-01-18 04:00 | SHORT | SHORT | BALP | 4.85 | 48.7 | 48.7 |  | 53.55 | 53.55 |  | 5.31 | 48.7 | 48.7 |  | 54.01 | 54.01 |  | 5.03 | 48.7 | 48.7 |  | 53.73 | 53.73
2020-01-18 05:00 | SHORT | SHORT | BALP | 4.85 | 42.6 | 42.6 |  | 47.45 | 47.45 |  | 5.31 | 42.6 | 42.6 |  | 47.91 | 47.91 |  | 5.03 | 42.6 | 42.6 |  | 47.63 | 47.63
2020-01-18 06:00 | SHORT | SHORT | BALP | 4.85 | 48.7 | 48.7 |  | 53.55 | 53.55 |  | 5.31 | 48.7 | 48.7 |  | 54.01 | 54.01 |  | 5.03 | 48.7 | 48.7 |  | 53.73 | 53.73
2020-01-18 07:00 | SHORT | SHORT | BALP | 4.85 | 48.7 | 48.7 |  | 53.55 | 53.55 |  | 5.31 | 48.7 | 48.7 |  | 54.01 | 54.01 |  | 5.03 | 48.7 | 48.7 |  | 53.73 | 53.73
2020-01-18 08:00 | SHORT | SHORT | BALP | 4.85 | 42.6 | 42.6 |  | 47.45 | 47.45 |  | 5.31 | 42.6 | 42.6 |  | 47.91 | 47.91 |  | 5.03 | 42.6 | 42.6 |  | 47.63 | 47.63
2020-01-18 09:00 | LONG | LONG | BALP | 4.85 | 24.6 |  | 24.6 | 19.75 |  | 19.75 | 5.31 | 24.6 |  | 24.6 | 19.29 |  | 19.29 | 5.03 | 24.6 |  | 24.6 | 19.57 |  | 19.57
2020-01-18 10:00 | SHORT | SHORT | BALP | 4.85 | 49.7 | 49.7 |  | 54.55 | 54.55 |  | 5.31 | 49.7 | 49.7 |  | 55.01 | 55.01 |  | 5.03 | 49.7 | 49.7 |  | 54.73 | 54.73
2020-01-18 11:00 | SHORT | SHORT | BALP | 4.85 | 49.7 | 49.7 |  | 54.55 | 54.55 |  | 5.31 | 49.7 | 49.7 |  | 55.01 | 55.01 |  | 5.03 | 49.7 | 49.7 |  | 54.73 | 54.73
2020-01-18 12:00 | SHORT | SHORT | BALP | 4.85 | 49.7 | 49.7 |  | 54.55 | 54.55 |  | 5.31 | 49.7 | 49.7 |  | 55.01 | 55.01 |  | 5.03 | 49.7 | 49.7 |  | 54.73 | 54.73
2020-01-18 13:00 | SHORT | SHORT | BALP | 4.85 | 49.7 | 49.7 |  | 54.55 | 54.55 |  | 5.31 | 49.7 | 49.7 |  | 55.01 | 55.01 |  | 5.03 | 49.7 | 49.7 |  | 54.73 | 54.73
2020-01-18 14:00 | SHORT | LONG | BALP | 4.85 | 49.7 | 49.7 |  | 54.55 | 54.55 |  | 5.31 | 49.7 | 49.7 |  | 55.01 | 55.01 |  | 5.03 | 23.47 |  | 23.47 | 18.44 |  | 18.44
2020-01-18 15:00 | LONG | LONG | VoAA | 4.85 | 4.42 |  | 4.42 | -0.43 |  | -0.43 | 5.31 | 23.51 |  | 23.51 | 18.2 |  | 18.2 | 5.03 | 23.52 |  | 23.52 | 18.49 |  | 18.49
2020-01-18 16:00 | LONG | LONG | BALP | 4.85 | 4.42 |  | 4.42 | -0.43 |  | -0.43 | 5.31 | 4.42 |  | 4.42 | -0.89 |  | -0.89 | 5.03 | 4.42 |  | 4.42 | -0.61 |  | -0.61
2020-01-18 17:00 | LONG | LONG | BALP | 4.85 | 4.42 |  | 4.42 | -0.43 |  | -0.43 | 5.31 | 4.42 |  | 4.42 | -0.89 |  | -0.89 | 5.03 | 4.42 |  | 4.42 | -0.61 |  | -0.61
2020-01-18 18:00 | LONG | LONG | BALP | 4.85 | 4.42 |  | 4.42 | -0.43 |  | -0.43 | 5.31 | 4.42 |  | 4.42 | -0.89 |  | -0.89 | 5.03 | 4.42 |  | 4.42 | -0.61 |  | -0.61
2020-01-18 19:00 | LONG | LONG | BALP | 4.85 | 4.42 |  | 4.42 | -0.43 |  | -0.43 | 5.31 | 4.42 |  | 4.42 | -0.89 |  | -0.89 | 5.03 | 4.42 |  | 4.42 | -0.61 |  | -0.61
2020-01-18 20:00 | LONG | LONG | BALP | 4.85 | 1 |  | 1 | -3.85 |  | -3.85 | 5.31 | 1 |  | 1 | -4.31 |  | -4.31 | 5.03 | 1 |  | 1 | -4.03 |  | -4.03
2020-01-18 21:00 | LONG | LONG | BALP | 4.85 | 4.42 |  | 4.42 | -0.43 |  | -0.43 | 5.31 | 4.42 |  | 4.42 | -0.89 |  | -0.89 | 5.03 | 4.42 |  | 4.42 | -0.61 |  | -0.61
2020-01-18 22:00 | LONG | LONG | BALP | 4.85 | 4.42 |  | 4.42 | -0.43 |  | -0.43 | 5.31 | 4.42 |  | 4.42 | -0.89 |  | -0.89 | 5.03 | 4.42 |  | 4.42 | -0.61 |  | -0.61
2020-01-18 23:00 | SHORT | SHORT | BALP | 4.85 | 49.7 | 49.7 |  | 54.55 | 54.55 |  | 5.31 | 49.7 | 49.7 |  | 55.01 | 55.01 |  | 5.03 | 49.7 | 49.7 |  | 54.73 | 54.73
2020-01-19 | SHORT | SHORT | BALP | 4.85 | 48.3 | 48.3 |  | 53.15 | 53.15 |  | 5.31 | 48.3 | 48.3 |  | 53.61 | 53.61 |  | 5.03 | 48.3 | 48.3 |  | 53.33 | 53.33
2020-01-19 01:00 | SHORT | SHORT | BALP | 4.85 | 48.3 | 48.3 |  | 53.15 | 53.15 |  | 5.31 | 48.3 | 48.3 |  | 53.61 | 53.61 |  | 5.03 | 48.3 | 48.3 |  | 53.33 | 53.33
2020-01-19 02:00 | SHORT | SHORT | BALP | 4.85 | 48.1 | 48.1 |  | 52.95 | 52.95 |  | 5.31 | 48.1 | 48.1 |  | 53.41 | 53.41 |  | 5.03 | 48.1 | 48.1 |  | 53.13 | 53.13
2020-01-19 03:00 | LONG | LONG | BALP | 4.85 | 21.69 |  | 21.69 | 16.84 |  | 16.84 | 5.31 | 21.69 |  | 21.69 | 16.38 |  | 16.38 | 5.03 | 21.69 |  | 21.69 | 16.66 |  | 16.66
2020-01-19 04:00 | LONG | LONG | BALP | 4.85 | 21.53 |  | 21.53 | 16.68 |  | 16.68 | 5.31 | 21.53 |  | 21.53 | 16.22 |  | 16.22 | 5.03 | 21.53 |  | 21.53 | 16.5 |  | 16.5
2020-01-19 05:00 | LONG | LONG | BALP | 4.85 | 21.61 |  | 21.61 | 16.76 |  | 16.76 | 5.31 | 21.61 |  | 21.61 | 16.3 |  | 16.3 | 5.03 | 21.61 |  | 21.61 | 16.58 |  | 16.58
2020-01-19 06:00 | SHORT | SHORT | BALP | 4.85 | 48.3 | 48.3 |  | 53.15 | 53.15 |  | 5.31 | 48.3 | 48.3 |  | 53.61 | 53.61 |  | 5.03 | 48.3 | 48.3 |  | 53.33 | 53.33
2020-01-19 07:00 | LONG | LONG | BALP | 4.85 | 22.15 |  | 22.15 | 17.3 |  | 17.3 | 5.31 | 22.15 |  | 22.15 | 16.84 |  | 16.84 | 5.03 | 22.15 |  | 22.15 | 17.12 |  | 17.12
2020-01-19 08:00 | LONG | LONG | BALP | 4.85 | 22.1 |  | 22.1 | 17.25 |  | 17.25 | 5.31 | 22.1 |  | 22.1 | 16.79 |  | 16.79 | 5.03 | 22.1 |  | 22.1 | 17.07 |  | 17.07
2020-01-19 09:00 | LONG | LONG | BALP | 4.85 | 22.38 |  | 22.38 | 17.53 |  | 17.53 | 5.31 | 22.38 |  | 22.38 | 17.07 |  | 17.07 | 5.03 | 22.38 |  | 22.38 | 17.35 |  | 17.35
2020-01-19 10:00 | LONG | LONG | BALP | 4.85 | 22.65 |  | 22.65 | 17.8 |  | 17.8 | 5.31 | 22.65 |  | 22.65 | 17.34 |  | 17.34 | 5.03 | 22.65 |  | 22.65 | 17.62 |  | 17.62
2020-01-19 11:00 | LONG | LONG | VoAA | 4.85 | 38.3 |  | 38.3 | 33.45 |  | 33.45 | 5.31 | 41.33 |  | 41.33 | 36.02 |  | 36.02 | 5.03 | 34.36 |  | 34.36 | 29.33 |  | 29.33
2020-01-19 12:00 | LONG | LONG | BALP | 4.85 | 35.3 |  | 35.3 | 30.45 |  | 30.45 | 5.31 | 35.3 |  | 35.3 | 29.99 |  | 29.99 | 5.03 | 35.3 |  | 35.3 | 30.27 |  | 30.27
2020-01-19 13:00 | LONG | LONG | BALP | 4.85 | 26.3 |  | 26.3 | 21.45 |  | 21.45 | 5.31 | 26.3 |  | 26.3 | 20.99 |  | 20.99 | 5.03 | 26.3 |  | 26.3 | 21.27 |  | 21.27
2020-01-19 14:00 | LONG | LONG | BALP | 4.85 | 16.3 |  | 16.3 | 11.45 |  | 11.45 | 5.31 | 16.3 |  | 16.3 | 10.99 |  | 10.99 | 5.03 | 16.3 |  | 16.3 | 11.27 |  | 11.27
2020-01-19 15:00 | LONG | LONG | BALP | 4.85 | 22.91 |  | 22.91 | 18.06 |  | 18.06 | 5.31 | 22.91 |  | 22.91 | 17.6 |  | 17.6 | 5.03 | 22.91 |  | 22.91 | 17.88 |  | 17.88
2020-01-19 16:00 | LONG | LONG | BALP | 4.85 | 23.29 |  | 23.29 | 18.44 |  | 18.44 | 5.31 | 23.29 |  | 23.29 | 17.98 |  | 17.98 | 5.03 | 23.29 |  | 23.29 | 18.26 |  | 18.26
2020-01-19 17:00 | SHORT | SHORT | BALP | 4.85 | 43.07 | 43.07 |  | 47.92 | 47.92 |  | 5.31 | 43.07 | 43.07 |  | 48.38 | 48.38 |  | 5.03 | 43.07 | 43.07 |  | 48.1 | 48.1
2020-01-19 18:00 | SHORT | SHORT | BALP | 4.85 | 54.9 | 54.9 |  | 59.75 | 59.75 |  | 5.31 | 54.9 | 54.9 |  | 60.21 | 60.21 |  | 5.03 | 54.9 | 54.9 |  | 59.93 | 59.93
2020-01-19 19:00 | SHORT | LONG | BALP | 4.85 | 56.5 | 56.5 |  | 61.35 | 61.35 |  | 5.31 | 56.5 | 56.5 |  | 61.81 | 61.81 |  | 5.03 | 44.24 |  | 44.24 | 39.21 |  | 39.21
2020-01-19 20:00 | LONG | LONG | VoAA | 4.85 | 35.3 |  | 35.3 | 30.45 |  | 30.45 | 5.31 | 36.3 |  | 36.3 | 30.99 |  | 30.99 | 5.03 | 43.89 |  | 43.89 | 38.86 |  | 38.86
2020-01-19 21:00 | LONG | LONG | VoAA | 4.85 | 35.3 |  | 35.3 | 30.45 |  | 30.45 | 5.31 | 36.3 |  | 36.3 | 30.99 |  | 30.99 | 5.03 | 41.14 |  | 41.14 | 36.11 |  | 36.11
2020-01-19 22:00 | LONG | LONG | VoAA | 4.85 | 35.3 |  | 35.3 | 30.45 |  | 30.45 | 5.31 | 36.3 |  | 36.3 | 30.99 |  | 30.99 | 5.03 | 36.72 |  | 36.72 | 31.69 |  | 31.69
2020-01-19 23:00 | LONG | LONG | BALP | 4.85 | 23.46 |  | 23.46 | 18.61 |  | 18.61 | 5.31 | 23.46 |  | 23.46 | 18.15 |  | 18.15 | 5.03 | 23.46 |  | 23.46 | 18.43 |  | 18.43
2020-01-20 | LONG | LONG | BALP | 4.85 | 24.3 |  | 24.3 | 19.45 |  | 19.45 | 5.31 | 24.3 |  | 24.3 | 18.99 |  | 18.99 | 5.03 | 24.3 |  | 24.3 | 19.27 |  | 19.27
2020-01-20 01:00 | LONG | LONG | BALP | 4.85 | 22.66 |  | 22.66 | 17.81 |  | 17.81 | 5.31 | 22.66 |  | 22.66 | 17.35 |  | 17.35 | 5.03 | 22.66 |  | 22.66 | 17.63 |  | 17.63
2020-01-20 02:00 | LONG | LONG | VoAA | 4.85 | 41.1 |  | 41.1 | 36.25 |  | 36.25 | 5.31 | 42.1 |  | 42.1 | 36.79 |  | 36.79 | 5.03 | 22.53 |  | 22.53 | 17.5 |  | 17.5
2020-01-20 03:00 | LONG | LONG | VoAA | 4.85 | 41.1 |  | 41.1 | 36.25 |  | 36.25 | 5.31 | 42.1 |  | 42.1 | 36.79 |  | 36.79 | 5.03 | 22.4 |  | 22.4 | 17.37 |  | 17.37
2020-01-20 04:00 | LONG | LONG | VoAA | 4.85 | 41.1 |  | 41.1 | 36.25 |  | 36.25 | 5.31 | 42.1 |  | 42.1 | 36.79 |  | 36.79 | 5.03 | 22.28 |  | 22.28 | 17.25 |  | 17.25
2020-01-20 05:00 | LONG | LONG | VoAA | 4.85 | 41.1 |  | 41.1 | 36.25 |  | 36.25 | 5.31 | 42.1 |  | 42.1 | 36.79 |  | 36.79 | 5.03 | 22.68 |  | 22.68 | 17.65 |  | 17.65
2020-01-20 06:00 | LONG | LONG | BALP | 4.85 | 13.2 |  | 13.2 | 8.35 |  | 8.35 | 5.31 | 13.2 |  | 13.2 | 7.89 |  | 7.89 | 5.03 | 13.2 |  | 13.2 | 8.17 |  | 8.17
2020-01-20 07:00 | LONG | LONG | BALP | 4.85 | 22.79 |  | 22.79 | 17.94 |  | 17.94 | 5.31 | 22.79 |  | 22.79 | 17.48 |  | 17.48 | 5.03 | 22.79 |  | 22.79 | 17.76 |  | 17.76
2020-01-20 08:00 | LONG | LONG | VoAA | 4.85 | 41.1 |  | 41.1 | 36.25 |  | 36.25 | 5.31 | 42.1 |  | 42.1 | 36.79 |  | 36.79 | 5.03 | 55.97 |  | 55.97 | 50.94 |  | 50.94
2020-01-20 09:00 | LONG | LONG | VoAA | 4.85 | 37.2 |  | 37.2 | 32.35 |  | 32.35 | 5.31 | 38.2 |  | 38.2 | 32.89 |  | 32.89 | 5.03 | 60 |  | 60 | 54.97 |  | 54.97
2020-01-20 10:00 | LONG | LONG | BALP | 4.85 | 20 |  | 20 | 15.15 |  | 15.15 | 5.31 | 20 |  | 20 | 14.69 |  | 14.69 | 5.03 | 20 |  | 20 | 14.97 |  | 14.97
2020-01-20 11:00 | LONG | LONG | BALP | 4.85 | 20 |  | 20 | 15.15 |  | 15.15 | 5.31 | 20 |  | 20 | 14.69 |  | 14.69 | 5.03 | 20 |  | 20 | 14.97 |  | 14.97
2020-01-20 12:00 | LONG | LONG | BALP | 4.85 | 20.23 |  | 20.23 | 15.38 |  | 15.38 | 5.31 | 20.23 |  | 20.23 | 14.92 |  | 14.92 | 5.03 | 20.23 |  | 20.23 | 15.2 |  | 15.2
2020-01-20 13:00 | LONG | LONG | BALP | 4.85 | 19.1 |  | 19.1 | 14.25 |  | 14.25 | 5.31 | 19.1 |  | 19.1 | 13.79 |  | 13.79 | 5.03 | 19.1 |  | 19.1 | 14.07 |  | 14.07
2020-01-20 14:00 | LONG | LONG | BALP | 4.85 | 19.1 |  | 19.1 | 14.25 |  | 14.25 | 5.31 | 19.1 |  | 19.1 | 13.79 |  | 13.79 | 5.03 | 19.1 |  | 19.1 | 14.07 |  | 14.07
2020-01-20 15:00 | LONG | LONG | BALP | 4.85 | 20 |  | 20 | 15.15 |  | 15.15 | 5.31 | 20 |  | 20 | 14.69 |  | 14.69 | 5.03 | 20 |  | 20 | 14.97 |  | 14.97
2020-01-20 16:00 | LONG | LONG | BALP | 4.85 | 14.1 |  | 14.1 | 9.25 |  | 9.25 | 5.31 | 14.1 |  | 14.1 | 8.79 |  | 8.79 | 5.03 | 14.1 |  | 14.1 | 9.07 |  | 9.07
2020-01-20 17:00 | LONG | LONG | BALP | 4.85 | 20 |  | 20 | 15.15 |  | 15.15 | 5.31 | 20 |  | 20 | 14.69 |  | 14.69 | 5.03 | 20 |  | 20 | 14.97 |  | 14.97
2020-01-20 18:00 | SHORT | LONG | BALP | 4.85 | 51.1 | 51.1 |  | 55.95 | 55.95 |  | 5.31 | 51.1 | 51.1 |  | 56.41 | 56.41 |  | 5.03 | 46.74 |  | 46.74 | 41.71 |  | 41.71
2020-01-20 19:00 | LONG | LONG | BALP | 4.85 | 19 |  | 19 | 14.15 |  | 14.15 | 5.31 | 19 |  | 19 | 13.69 |  | 13.69 | 5.03 | 19 |  | 19 | 13.97 |  | 13.97
2020-01-20 20:00 | LONG | LONG | BALP | 4.85 | 19 |  | 19 | 14.15 |  | 14.15 | 5.31 | 19 |  | 19 | 13.69 |  | 13.69 | 5.03 | 19 |  | 19 | 13.97 |  | 13.97
2020-01-20 21:00 | LONG | LONG | BALP | 4.85 | 19 |  | 19 | 14.15 |  | 14.15 | 5.31 | 19 |  | 19 | 13.69 |  | 13.69 | 5.03 | 19 |  | 19 | 13.97 |  | 13.97
2020-01-20 22:00 | LONG | LONG | BALP | 4.85 | 20.4 |  | 20.4 | 15.55 |  | 15.55 | 5.31 | 20.4 |  | 20.4 | 15.09 |  | 15.09 | 5.03 | 20.4 |  | 20.4 | 15.37 |  | 15.37
2020-01-20 23:00 | LONG | LONG | BALP | 4.85 | 20.25 |  | 20.25 | 15.4 |  | 15.4 | 5.31 | 20.25 |  | 20.25 | 14.94 |  | 14.94 | 5.03 | 20.25 |  | 20.25 | 15.22 |  | 15.22
2020-01-21 | LONG | LONG | BALP | 4.85 | 1 |  | 1 | -3.85 |  | -3.85 | 5.31 | 1 |  | 1 | -4.31 |  | -4.31 | 5.03 | 1 |  | 1 | -4.03 |  | -4.03
2020-01-21 01:00 | SHORT | SHORT | BALP | 4.85 | 62 | 62 |  | 66.85 | 66.85 |  | 5.31 | 62 | 62 |  | 67.31 | 67.31 |  | 5.03 | 62 | 62 |  | 67.03 | 67.03
2020-01-21 02:00 | SHORT | SHORT | BALP | 4.85 | 43.3 | 43.3 |  | 48.15 | 48.15 |  | 5.31 | 43.3 | 43.3 |  | 48.61 | 48.61 |  | 5.03 | 43.3 | 43.3 |  | 48.33 | 48.33
2020-01-21 03:00 | SHORT | SHORT | BALP | 4.85 | 43.1 | 43.1 |  | 47.95 | 47.95 |  | 5.31 | 43.1 | 43.1 |  | 48.41 | 48.41 |  | 5.03 | 43.1 | 43.1 |  | 48.13 | 48.13
2020-01-21 04:00 | SHORT | SHORT | BALP | 4.85 | 43.1 | 43.1 |  | 47.95 | 47.95 |  | 5.31 | 43.1 | 43.1 |  | 48.41 | 48.41 |  | 5.03 | 43.1 | 43.1 |  | 48.13 | 48.13
2020-01-21 05:00 | SHORT | LONG | BALP | 4.85 | 43.3 | 43.3 |  | 48.15 | 48.15 |  | 5.31 | 43.3 | 43.3 |  | 48.61 | 48.61 |  | 5.03 | 19.4 |  | 19.4 | 14.37 |  | 14.37
2020-01-21 06:00 | SHORT | LONG | BALP | 4.85 | 62 | 62 |  | 66.85 | 66.85 |  | 5.31 | 62 | 62 |  | 67.31 | 67.31 |  | 5.03 | 19.66 |  | 19.66 | 14.63 |  | 14.63
2020-01-21 07:00 | LONG | LONG | BALP | 4.85 | 34.8 |  | 34.8 | 29.95 |  | 29.95 | 5.31 | 34.8 |  | 34.8 | 29.49 |  | 29.49 | 5.03 | 34.8 |  | 34.8 | 29.77 |  | 29.77
2020-01-21 08:00 | LONG | LONG | VoAA | 4.85 | 40.4 |  | 40.4 | 35.55 |  | 35.55 | 5.31 | 37.27 |  | 37.27 | 31.96 |  | 31.96 | 5.03 | 24.13 |  | 24.13 | 19.1 |  | 19.1
2020-01-21 09:00 | SHORT | SHORT | BALP | 4.85 | 51.4 | 51.4 |  | 56.25 | 56.25 |  | 5.31 | 51.4 | 51.4 |  | 56.71 | 56.71 |  | 5.03 | 51.4 | 51.4 |  | 56.43 | 56.43
2020-01-21 10:00 | LONG | LONG | VoAA | 4.85 | 40.4 |  | 40.4 | 35.55 |  | 35.55 | 5.31 | 41.4 |  | 41.4 | 36.09 |  | 36.09 | 5.03 | 40.05 |  | 40.05 | 35.02 |  | 35.02
2020-01-21 11:00 | SHORT | SHORT | BALP | 4.85 | 51.4 | 51.4 |  | 56.25 | 56.25 |  | 5.31 | 51.4 | 51.4 |  | 56.71 | 56.71 |  | 5.03 | 51.4 | 51.4 |  | 56.43 | 56.43
2020-01-21 12:00 | SHORT | SHORT | BALP | 4.85 | 43.3 | 43.3 |  | 48.15 | 48.15 |  | 5.31 | 43.3 | 43.3 |  | 48.61 | 48.61 |  | 5.03 | 43.3 | 43.3 |  | 48.33 | 48.33
2020-01-21 13:00 | SHORT | SHORT | BALP | 4.85 | 55.3 | 55.3 |  | 60.15 | 60.15 |  | 5.31 | 55.3 | 55.3 |  | 60.61 | 60.61 |  | 5.03 | 55.3 | 55.3 |  | 60.33 | 60.33
2020-01-21 14:00 | SHORT | SHORT | BALP | 4.85 | 51.4 | 51.4 |  | 56.25 | 56.25 |  | 5.31 | 51.4 | 51.4 |  | 56.71 | 56.71 |  | 5.03 | 51.4 | 51.4 |  | 56.43 | 56.43
2020-01-21 15:00 | SHORT | SHORT | BALP | 4.85 | 44.3 | 44.3 |  | 49.15 | 49.15 |  | 5.31 | 44.3 | 44.3 |  | 49.61 | 49.61 |  | 5.03 | 44.3 | 44.3 |  | 49.33 | 49.33
2020-01-21 16:00 | LONG | LONG | BALP | 4.85 | 18.21 |  | 18.21 | 13.36 |  | 13.36 | 5.31 | 18.21 |  | 18.21 | 12.9 |  | 12.9 | 5.03 | 18.21 |  | 18.21 | 13.18 |  | 13.18
2020-01-21 17:00 | LONG | LONG | BALP | 4.85 | 18.21 |  | 18.21 | 13.36 |  | 13.36 | 5.31 | 18.21 |  | 18.21 | 12.9 |  | 12.9 | 5.03 | 18.21 |  | 18.21 | 13.18 |  | 13.18
2020-01-21 18:00 | LONG | LONG | BALP | 4.85 | 18.72 |  | 18.72 | 13.87 |  | 13.87 | 5.31 | 18.72 |  | 18.72 | 13.41 |  | 13.41 | 5.03 | 18.72 |  | 18.72 | 13.69 |  | 13.69
2020-01-21 19:00 | LONG | LONG | BALP | 4.85 | 28 |  | 28 | 23.15 |  | 23.15 | 5.31 | 28 |  | 28 | 22.69 |  | 22.69 | 5.03 | 28 |  | 28 | 22.97 |  | 22.97
2020-01-21 20:00 | LONG | LONG | VoAA | 4.85 | 41.1 |  | 41.1 | 36.25 |  | 36.25 | 5.31 | 36.55 |  | 36.55 | 31.24 |  | 31.24 | 5.03 | 22 |  | 22 | 16.97 |  | 16.97
2020-01-21 21:00 | LONG | LONG | BALP | 4.85 | 18.14 |  | 18.14 | 13.29 |  | 13.29 | 5.31 | 18.14 |  | 18.14 | 12.83 |  | 12.83 | 5.03 | 18.14 |  | 18.14 | 13.11 |  | 13.11
2020-01-21 22:00 | LONG | LONG | BALP | 4.85 | 1 |  | 1 | -3.85 |  | -3.85 | 5.31 | 1 |  | 1 | -4.31 |  | -4.31 | 5.03 | 1 |  | 1 | -4.03 |  | -4.03
2020-01-21 23:00 | LONG | LONG | BALP | 4.85 | 17.5 |  | 17.5 | 12.65 |  | 12.65 | 5.31 | 17.5 |  | 17.5 | 12.19 |  | 12.19 | 5.03 | 17.5 |  | 17.5 | 12.47 |  | 12.47
2020-01-22 | LONG | LONG | BALP | 4.85 | 13.2 |  | 13.2 | 8.35 |  | 8.35 | 5.31 | 13.2 |  | 13.2 | 7.89 |  | 7.89 | 5.03 | 13.2 |  | 13.2 | 8.17 |  | 8.17
2020-01-22 01:00 | LONG | LONG | BALP | 4.85 | 13.2 |  | 13.2 | 8.35 |  | 8.35 | 5.31 | 13.2 |  | 13.2 | 7.89 |  | 7.89 | 5.03 | 13.2 |  | 13.2 | 8.17 |  | 8.17
2020-01-22 02:00 | LONG | LONG | BALP | 4.85 | 13.9 |  | 13.9 | 9.05 |  | 9.05 | 5.31 | 13.9 |  | 13.9 | 8.59 |  | 8.59 | 5.03 | 13.9 |  | 13.9 | 8.87 |  | 8.87
2020-01-22 03:00 | LONG | LONG | VoAA | 4.85 | 0 |  | 0 | -4.85 |  | -4.85 | 5.31 | 19.8 |  | 19.8 | 14.49 |  | 14.49 | 5.03 | 13.73 |  | 13.73 | 8.7 |  | 8.7
2020-01-22 04:00 | LONG | LONG | BALP | 4.85 | 15.1 |  | 15.1 | 10.25 |  | 10.25 | 5.31 | 15.1 |  | 15.1 | 9.79 |  | 9.79 | 5.03 | 15.1 |  | 15.1 | 10.07 |  | 10.07
2020-01-22 05:00 | LONG | LONG | BALP | 4.85 | 17.11 |  | 17.11 | 12.26 |  | 12.26 | 5.31 | 17.11 |  | 17.11 | 11.8 |  | 11.8 | 5.03 | 17.11 |  | 17.11 | 12.08 |  | 12.08
2020-01-22 06:00 | LONG | LONG | BALP | 4.85 | 15 |  | 15 | 10.15 |  | 10.15 | 5.31 | 15 |  | 15 | 9.69 |  | 9.69 | 5.03 | 15 |  | 15 | 9.97 |  | 9.97
2020-01-22 07:00 | LONG | LONG | VoAA | 4.85 | 40.9 |  | 40.9 | 36.05 |  | 36.05 | 5.31 | 41.9 |  | 41.9 | 36.59 |  | 36.59 | 5.03 | 26.73 |  | 26.73 | 21.7 |  | 21.7
2020-01-22 08:00 | SHORT | LONG | BALP | 4.85 | 52.5 | 52.5 |  | 57.35 | 57.35 |  | 5.31 | 52.5 | 52.5 |  | 57.81 | 57.81 |  | 5.03 | 45.43 |  | 45.43 | 40.4 |  | 40.4
2020-01-22 09:00 | LONG | LONG | BALP | 4.85 | 18 |  | 18 | 13.15 |  | 13.15 | 5.31 | 18 |  | 18 | 12.69 |  | 12.69 | 5.03 | 18 |  | 18 | 12.97 |  | 12.97
2020-01-22 10:00 | LONG | LONG | BALP | 4.85 | 18 |  | 18 | 13.15 |  | 13.15 | 5.31 | 18 |  | 18 | 12.69 |  | 12.69 | 5.03 | 18 |  | 18 | 12.97 |  | 12.97
2020-01-22 11:00 | LONG | LONG | BALP | 4.85 | 18 |  | 18 | 13.15 |  | 13.15 | 5.31 | 18 |  | 18 | 12.69 |  | 12.69 | 5.03 | 18 |  | 18 | 12.97 |  | 12.97
2020-01-22 12:00 | LONG | LONG | BALP | 4.85 | 18 |  | 18 | 13.15 |  | 13.15 | 5.31 | 18 |  | 18 | 12.69 |  | 12.69 | 5.03 | 18 |  | 18 | 12.97 |  | 12.97
2020-01-22 13:00 | LONG | LONG | BALP | 4.85 | 17 |  | 17 | 12.15 |  | 12.15 | 5.31 | 17 |  | 17 | 11.69 |  | 11.69 | 5.03 | 17 |  | 17 | 11.97 |  | 11.97
2020-01-22 14:00 | LONG | LONG | BALP | 4.85 | 23.99 |  | 23.99 | 19.14 |  | 19.14 | 5.31 | 23.99 |  | 23.99 | 18.68 |  | 18.68 | 5.03 | 23.99 |  | 23.99 | 18.96 |  | 18.96
2020-01-22 15:00 | LONG | LONG | BALP | 4.85 | 17 |  | 17 | 12.15 |  | 12.15 | 5.31 | 17 |  | 17 | 11.69 |  | 11.69 | 5.03 | 17 |  | 17 | 11.97 |  | 11.97
2020-01-22 16:00 | LONG | LONG | BALP | 4.85 | 17.72 |  | 17.72 | 12.87 |  | 12.87 | 5.31 | 17.72 |  | 17.72 | 12.41 |  | 12.41 | 5.03 | 17.72 |  | 17.72 | 12.69 |  | 12.69
2020-01-22 17:00 | SHORT | SHORT | BALP | 4.85 | 65.1 | 65.1 |  | 69.95 | 69.95 |  | 5.31 | 65.1 | 65.1 |  | 70.41 | 70.41 |  | 5.03 | 65.1 | 65.1 |  | 70.13 | 70.13
2020-01-22 18:00 | SHORT | SHORT | BALP | 4.85 | 80 | 80 |  | 84.85 | 84.85 |  | 5.31 | 80 | 80 |  | 85.31 | 85.31 |  | 5.03 | 80 | 80 |  | 85.03 | 85.03
2020-01-22 19:00 | SHORT | SHORT | BALP | 4.85 | 80 | 80 |  | 84.85 | 84.85 |  | 5.31 | 80 | 80 |  | 85.31 | 85.31 |  | 5.03 | 80 | 80 |  | 85.03 | 85.03
2020-01-22 20:00 | LONG | LONG | BALP | 4.85 | 24.4 |  | 24.4 | 19.55 |  | 19.55 | 5.31 | 24.4 |  | 24.4 | 19.09 |  | 19.09 | 5.03 | 24.4 |  | 24.4 | 19.37 |  | 19.37
2020-01-22 21:00 | SHORT | SHORT | BALP | 4.85 | 57 | 57 |  | 61.85 | 61.85 |  | 5.31 | 57 | 57 |  | 62.31 | 62.31 |  | 5.03 | 57 | 57 |  | 62.03 | 62.03
2020-01-22 22:00 | SHORT | SHORT | BALP | 4.85 | 57 | 57 |  | 61.85 | 61.85 |  | 5.31 | 57 | 57 |  | 62.31 | 62.31 |  | 5.03 | 57 | 57 |  | 62.03 | 62.03
2020-01-22 23:00 | SHORT | SHORT | BALP | 4.85 | 52 | 52 |  | 56.85 | 56.85 |  | 5.31 | 52 | 52 |  | 57.31 | 57.31 |  | 5.03 | 52 | 52 |  | 57.03 | 57.03
2020-01-23 | LONG | LONG | VoAA | 4.85 | 40.9 |  | 40.9 | 36.05 |  | 36.05 | 5.31 | 41.95 |  | 41.95 | 36.64 |  | 36.64 | 5.03 | 21.37 |  | 21.37 | 16.34 |  | 16.34
2020-01-23 01:00 | SHORT | SHORT | BALP | 4.85 | 95 | 95 |  | 99.85 | 99.85 |  | 5.31 | 95 | 95 |  | 100.31 | 100.31 |  | 5.03 | 95 | 95 |  | 100.03 | 100.03
2020-01-23 02:00 | SHORT | SHORT | BALP | 4.85 | 55 | 55 |  | 59.85 | 59.85 |  | 5.31 | 55 | 55 |  | 60.31 | 60.31 |  | 5.03 | 55 | 55 |  | 60.03 | 60.03
2020-01-23 03:00 | SHORT | SHORT | BALP | 4.85 | 52 | 52 |  | 56.85 | 56.85 |  | 5.31 | 52 | 52 |  | 57.31 | 57.31 |  | 5.03 | 52 | 52 |  | 57.03 | 57.03
2020-01-23 04:00 | SHORT | SHORT | BALP | 4.85 | 52 | 52 |  | 56.85 | 56.85 |  | 5.31 | 52 | 52 |  | 57.31 | 57.31 |  | 5.03 | 52 | 52 |  | 57.03 | 57.03
2020-01-23 05:00 | LONG | LONG | VoAA | 4.85 | 12.39 |  | 12.39 | 7.54 |  | 7.54 | 5.31 | 27.7 |  | 27.7 | 22.39 |  | 22.39 | 5.03 | 21.06 |  | 21.06 | 16.03 |  | 16.03
2020-01-23 06:00 | LONG | LONG | BALP | 4.85 | 20 |  | 20 | 15.15 |  | 15.15 | 5.31 | 20 |  | 20 | 14.69 |  | 14.69 | 5.03 | 20 |  | 20 | 14.97 |  | 14.97
2020-01-23 07:00 | LONG | LONG | BALP | 4.85 | 63.27 |  | 63.27 | 58.42 |  | 58.42 | 5.31 | 63.27 |  | 63.27 | 57.96 |  | 57.96 | 5.03 | 63.27 |  | 63.27 | 58.24 |  | 58.24
2020-01-23 08:00 | LONG | LONG | BALP | 4.85 | 28 |  | 28 | 23.15 |  | 23.15 | 5.31 | 28 |  | 28 | 22.69 |  | 22.69 | 5.03 | 28 |  | 28 | 22.97 |  | 22.97
2020-01-23 09:00 | LONG | LONG | VoAA | 4.85 | 35 |  | 35 | 30.15 |  | 30.15 | 5.31 | 56.95 |  | 56.95 | 51.64 |  | 51.64 | 5.03 | 66.62 |  | 66.62 | 61.59 |  | 61.59
2020-01-23 10:00 | LONG | LONG | VoAA | 4.85 | 35 |  | 35 | 30.15 |  | 30.15 | 5.31 | 54.15 |  | 54.15 | 48.84 |  | 48.84 | 5.03 | 63.3 |  | 63.3 | 58.27 |  | 58.27
2020-01-23 11:00 | LONG | LONG | VoAA | 4.85 | 35 |  | 35 | 30.15 |  | 30.15 | 5.31 | 51.83 |  | 51.83 | 46.52 |  | 46.52 | 5.03 | 58.65 |  | 58.65 | 53.62 |  | 53.62
2020-01-23 12:00 | LONG | LONG | BALP | 4.85 | 1 |  | 1 | -3.85 |  | -3.85 | 5.31 | 1 |  | 1 | -4.31 |  | -4.31 | 5.03 | 1 |  | 1 | -4.03 |  | -4.03
2020-01-23 13:00 | LONG | LONG | BALP | 4.85 | 1 |  | 1 | -3.85 |  | -3.85 | 5.31 | 1 |  | 1 | -4.31 |  | -4.31 | 5.03 | 1 |  | 1 | -4.03 |  | -4.03
2020-01-23 14:00 | LONG | LONG | BALP | 4.85 | 19 |  | 19 | 14.15 |  | 14.15 | 5.31 | 19 |  | 19 | 13.69 |  | 13.69 | 5.03 | 19 |  | 19 | 13.97 |  | 13.97
2020-01-23 15:00 | LONG | LONG | BALP | 4.85 | 23.92 |  | 23.92 | 19.07 |  | 19.07 | 5.31 | 23.92 |  | 23.92 | 18.61 |  | 18.61 | 5.03 | 23.92 |  | 23.92 | 18.89 |  | 18.89
2020-01-23 16:00 | LONG | LONG | BALP | 4.85 | 18.5 |  | 18.5 | 13.65 |  | 13.65 | 5.31 | 18.5 |  | 18.5 | 13.19 |  | 13.19 | 5.03 | 18.5 |  | 18.5 | 13.47 |  | 13.47
2020-01-23 17:00 | LONG | LONG | BALP | 4.85 | 46.74 |  | 46.74 | 41.89 |  | 41.89 | 5.31 | 46.74 |  | 46.74 | 41.43 |  | 41.43 | 5.03 | 46.74 |  | 46.74 | 41.71 |  | 41.71
2020-01-23 18:00 | LONG | LONG | BALP | 4.85 | 35 |  | 35 | 30.15 |  | 30.15 | 5.31 | 35 |  | 35 | 29.69 |  | 29.69 | 5.03 | 35 |  | 35 | 29.97 |  | 29.97
2020-01-23 19:00 | LONG | LONG | BALP | 4.85 | 1 |  | 1 | -3.85 |  | -3.85 | 5.31 | 1 |  | 1 | -4.31 |  | -4.31 | 5.03 | 1 |  | 1 | -4.03 |  | -4.03
2020-01-23 20:00 | LONG | LONG | BALP | 4.85 | 15.6 |  | 15.6 | 10.75 |  | 10.75 | 5.31 | 15.6 |  | 15.6 | 10.29 |  | 10.29 | 5.03 | 15.6 |  | 15.6 | 10.57 |  | 10.57
2020-01-23 21:00 | LONG | LONG | BALP | 4.85 | 17 |  | 17 | 12.15 |  | 12.15 | 5.31 | 17 |  | 17 | 11.69 |  | 11.69 | 5.03 | 17 |  | 17 | 11.97 |  | 11.97
2020-01-23 22:00 | LONG | LONG | BALP | 4.85 | 17 |  | 17 | 12.15 |  | 12.15 | 5.31 | 17 |  | 17 | 11.69 |  | 11.69 | 5.03 | 17 |  | 17 | 11.97 |  | 11.97
2020-01-23 23:00 | LONG | LONG | BALP | 4.85 | 17 |  | 17 | 12.15 |  | 12.15 | 5.31 | 17 |  | 17 | 11.69 |  | 11.69 | 5.03 | 17 |  | 17 | 11.97 |  | 11.97
2020-01-24 | LONG | LONG | BALP | 4.85 | 16.94 |  | 16.94 | 12.09 |  | 12.09 | 5.31 | 16.94 |  | 16.94 | 11.63 |  | 11.63 | 5.03 | 16.94 |  | 16.94 | 11.91 |  | 11.91
2020-01-24 01:00 | LONG | LONG | BALP | 4.85 | 16.71 |  | 16.71 | 11.86 |  | 11.86 | 5.31 | 16.71 |  | 16.71 | 11.4 |  | 11.4 | 5.03 | 16.71 |  | 16.71 | 11.68 |  | 11.68
2020-01-24 02:00 | LONG | LONG | VoAA | 4.85 | 0 |  | 0 | -4.85 |  | -4.85 | 5.31 | 21.35 |  | 21.35 | 16.04 |  | 16.04 | 5.03 | 16.95 |  | 16.95 | 11.92 |  | 11.92
2020-01-24 03:00 | LONG | LONG | BALP | 4.85 | 16.64 |  | 16.64 | 11.79 |  | 11.79 | 5.31 | 16.64 |  | 16.64 | 11.33 |  | 11.33 | 5.03 | 16.64 |  | 16.64 | 11.61 |  | 11.61
2020-01-24 04:00 | LONG | LONG | BALP | 4.85 | 16.81 |  | 16.81 | 11.96 |  | 11.96 | 5.31 | 16.81 |  | 16.81 | 11.5 |  | 11.5 | 5.03 | 16.81 |  | 16.81 | 11.78 |  | 11.78
2020-01-24 05:00 | LONG | LONG | BALP | 4.85 | 17.96 |  | 17.96 | 13.11 |  | 13.11 | 5.31 | 17.96 |  | 17.96 | 12.65 |  | 12.65 | 5.03 | 17.96 |  | 17.96 | 12.93 |  | 12.93
2020-01-24 06:00 | LONG | LONG | VoAA | 4.85 | 1 |  | 1 | -3.85 |  | -3.85 | 5.31 | 21.85 |  | 21.85 | 16.54 |  | 16.54 | 5.03 | 19.04 |  | 19.04 | 14.01 |  | 14.01
2020-01-24 07:00 | SHORT | LONG | BALP | 4.85 | 62 | 62 |  | 66.85 | 66.85 |  | 5.31 | 62 | 62 |  | 67.31 | 67.31 |  | 5.03 | 28.54 |  | 28.54 | 23.51 |  | 23.51
2020-01-24 08:00 | SHORT | SHORT | BALP | 4.85 | 62 | 62 |  | 66.85 | 66.85 |  | 5.31 | 62 | 62 |  | 67.31 | 67.31 |  | 5.03 | 62 | 62 |  | 67.03 | 67.03
2020-01-24 09:00 | LONG | LONG | BALP | 4.85 | 22.4 |  | 22.4 | 17.55 |  | 17.55 | 5.31 | 22.4 |  | 22.4 | 17.09 |  | 17.09 | 5.03 | 22.4 |  | 22.4 | 17.37 |  | 17.37
2020-01-24 10:00 | LONG | LONG | BALP | 4.85 | 28.9 |  | 28.9 | 24.05 |  | 24.05 | 5.31 | 28.9 |  | 28.9 | 23.59 |  | 23.59 | 5.03 | 28.9 |  | 28.9 | 23.87 |  | 23.87
2020-01-24 11:00 | SHORT | SHORT | BALP | 4.85 | 70 | 70 |  | 74.85 | 74.85 |  | 5.31 | 70 | 70 |  | 75.31 | 75.31 |  | 5.03 | 70 | 70 |  | 75.03 | 75.03
2020-01-24 12:00 | SHORT | SHORT | BALP | 4.85 | 75 | 75 |  | 79.85 | 79.85 |  | 5.31 | 75 | 75 |  | 80.31 | 80.31 |  | 5.03 | 75 | 75 |  | 80.03 | 80.03
2020-01-24 13:00 | SHORT | SHORT | BALP | 4.85 | 51.6 | 51.6 |  | 56.45 | 56.45 |  | 5.31 | 51.6 | 51.6 |  | 56.91 | 56.91 |  | 5.03 | 51.6 | 51.6 |  | 56.63 | 56.63
2020-01-24 14:00 | LONG | LONG | VoAA | 4.85 | 35.6 |  | 35.6 | 30.75 |  | 30.75 | 5.31 | 38.65 |  | 38.65 | 33.34 |  | 33.34 | 5.03 | 42.45 |  | 42.45 | 37.42 |  | 37.42
2020-01-24 15:00 | SHORT | SHORT | BALP | 4.85 | 90 | 90 |  | 94.85 | 94.85 |  | 5.31 | 90 | 90 |  | 95.31 | 95.31 |  | 5.03 | 90 | 90 |  | 95.03 | 95.03
2020-01-24 16:00 | SHORT | SHORT | BALP | 4.85 | 38.3 | 38.3 |  | 43.15 | 43.15 |  | 5.31 | 38.3 | 38.3 |  | 43.61 | 43.61 |  | 5.03 | 38.3 | 38.3 |  | 43.33 | 43.33
2020-01-24 17:00 | SHORT | SHORT | BALP | 4.85 | 95 | 95 |  | 99.85 | 99.85 |  | 5.31 | 95 | 95 |  | 100.31 | 100.31 |  | 5.03 | 95 | 95 |  | 100.03 | 100.03
2020-01-24 18:00 | SHORT | SHORT | BALP | 4.85 | 42.4 | 42.4 |  | 47.25 | 47.25 |  | 5.31 | 42.4 | 42.4 |  | 47.71 | 47.71 |  | 5.03 | 42.4 | 42.4 |  | 47.43 | 47.43
2020-01-24 19:00 | LONG | LONG | VoAA | 4.85 | 34.8 |  | 34.8 | 29.95 |  | 29.95 | 5.31 | 35.8 |  | 35.8 | 30.49 |  | 30.49 | 5.03 | 42.83 |  | 42.83 | 37.8 |  | 37.8
2020-01-24 20:00 | LONG | LONG | BALP | 4.85 | 20.4 |  | 20.4 | 15.55 |  | 15.55 | 5.31 | 20.4 |  | 20.4 | 15.09 |  | 15.09 | 5.03 | 20.4 |  | 20.4 | 15.37 |  | 15.37
2020-01-24 21:00 | LONG | LONG | BALP | 4.85 | 1 |  | 1 | -3.85 |  | -3.85 | 5.31 | 1 |  | 1 | -4.31 |  | -4.31 | 5.03 | 1 |  | 1 | -4.03 |  | -4.03
2020-01-24 22:00 | LONG | LONG | BALP | 4.85 | 1 |  | 1 | -3.85 |  | -3.85 | 5.31 | 1 |  | 1 | -4.31 |  | -4.31 | 5.03 | 1 |  | 1 | -4.03 |  | -4.03
2020-01-24 23:00 | LONG | LONG | VoAA | 4.85 | 40.7 |  | 40.7 | 35.85 |  | 35.85 | 5.31 | 34.78 |  | 34.78 | 29.47 |  | 29.47 | 5.03 | 18.85 |  | 18.85 | 13.82 |  | 13.82
2020-01-25 | LONG | LONG | BALP | 4.85 | 17.33 |  | 17.33 | 12.48 |  | 12.48 | 5.31 | 17.33 |  | 17.33 | 12.02 |  | 12.02 | 5.03 | 17.33 |  | 17.33 | 12.3 |  | 12.3
2020-01-25 01:00 | SHORT | SHORT | BALP | 4.85 | 51.5 | 51.5 |  | 56.35 | 56.35 |  | 5.31 | 51.5 | 51.5 |  | 56.81 | 56.81 |  | 5.03 | 51.5 | 51.5 |  | 56.53 | 56.53
2020-01-25 02:00 | LONG | LONG | BALP | 4.85 | 16 |  | 16 | 11.15 |  | 11.15 | 5.31 | 16 |  | 16 | 10.69 |  | 10.69 | 5.03 | 16 |  | 16 | 10.97 |  | 10.97
2020-01-25 03:00 | LONG | LONG | BALP | 4.85 | 16 |  | 16 | 11.15 |  | 11.15 | 5.31 | 16 |  | 16 | 10.69 |  | 10.69 | 5.03 | 16 |  | 16 | 10.97 |  | 10.97
2020-01-25 04:00 | LONG | LONG | BALP | 4.85 | 16 |  | 16 | 11.15 |  | 11.15 | 5.31 | 16 |  | 16 | 10.69 |  | 10.69 | 5.03 | 16 |  | 16 | 10.97 |  | 10.97
2020-01-25 05:00 | LONG | LONG | BALP | 4.85 | 16 |  | 16 | 11.15 |  | 11.15 | 5.31 | 16 |  | 16 | 10.69 |  | 10.69 | 5.03 | 16 |  | 16 | 10.97 |  | 10.97
2020-01-25 06:00 | LONG | LONG | BALP | 4.85 | 1 |  | 1 | -3.85 |  | -3.85 | 5.31 | 1 |  | 1 | -4.31 |  | -4.31 | 5.03 | 1 |  | 1 | -4.03 |  | -4.03
2020-01-25 07:00 | LONG | LONG | BALP | 4.85 | 16 |  | 16 | 11.15 |  | 11.15 | 5.31 | 16 |  | 16 | 10.69 |  | 10.69 | 5.03 | 16 |  | 16 | 10.97 |  | 10.97
2020-01-25 08:00 | LONG | LONG | BALP | 4.85 | 1 |  | 1 | -3.85 |  | -3.85 | 5.31 | 1 |  | 1 | -4.31 |  | -4.31 | 5.03 | 1 |  | 1 | -4.03 |  | -4.03
2020-01-25 09:00 | LONG | LONG | BALP | 4.85 | 1 |  | 1 | -3.85 |  | -3.85 | 5.31 | 1 |  | 1 | -4.31 |  | -4.31 | 5.03 | 1 |  | 1 | -4.03 |  | -4.03
2020-01-25 10:00 | LONG | LONG | BALP | 4.85 | 17 |  | 17 | 12.15 |  | 12.15 | 5.31 | 17 |  | 17 | 11.69 |  | 11.69 | 5.03 | 17 |  | 17 | 11.97 |  | 11.97
2020-01-25 11:00 | LONG | LONG | BALP | 4.85 | 17.11 |  | 17.11 | 12.26 |  | 12.26 | 5.31 | 17.11 |  | 17.11 | 11.8 |  | 11.8 | 5.03 | 17.11 |  | 17.11 | 12.08 |  | 12.08
2020-01-25 12:00 | LONG | LONG | BALP | 4.85 | 17.6 |  | 17.6 | 12.75 |  | 12.75 | 5.31 | 17.6 |  | 17.6 | 12.29 |  | 12.29 | 5.03 | 17.6 |  | 17.6 | 12.57 |  | 12.57
2020-01-25 13:00 | LONG | LONG | BALP | 4.85 | 1 |  | 1 | -3.85 |  | -3.85 | 5.31 | 1 |  | 1 | -4.31 |  | -4.31 | 5.03 | 1 |  | 1 | -4.03 |  | -4.03
2020-01-25 14:00 | LONG | LONG | BALP | 4.85 | 18.2 |  | 18.2 | 13.35 |  | 13.35 | 5.31 | 18.2 |  | 18.2 | 12.89 |  | 12.89 | 5.03 | 18.2 |  | 18.2 | 13.17 |  | 13.17
2020-01-25 15:00 | LONG | LONG | BALP | 4.85 | 1 |  | 1 | -3.85 |  | -3.85 | 5.31 | 1 |  | 1 | -4.31 |  | -4.31 | 5.03 | 1 |  | 1 | -4.03 |  | -4.03
2020-01-25 16:00 | LONG | LONG | BALP | 4.85 | 17.11 |  | 17.11 | 12.26 |  | 12.26 | 5.31 | 17.11 |  | 17.11 | 11.8 |  | 11.8 | 5.03 | 17.11 |  | 17.11 | 12.08 |  | 12.08
2020-01-25 17:00 | LONG | LONG | BALP | 4.85 | 17.11 |  | 17.11 | 12.26 |  | 12.26 | 5.31 | 17.11 |  | 17.11 | 11.8 |  | 11.8 | 5.03 | 17.11 |  | 17.11 | 12.08 |  | 12.08
2020-01-25 18:00 | SHORT | SHORT | BALP | 4.85 | 50 | 50 |  | 54.85 | 54.85 |  | 5.31 | 50 | 50 |  | 55.31 | 55.31 |  | 5.03 | 50 | 50 |  | 55.03 | 55.03
2020-01-25 19:00 | LONG | LONG | BALP | 4.85 | 1 |  | 1 | -3.85 |  | -3.85 | 5.31 | 1 |  | 1 | -4.31 |  | -4.31 | 5.03 | 1 |  | 1 | -4.03 |  | -4.03
2020-01-25 20:00 | LONG | LONG | VoAA | 4.85 | 40.5 |  | 40.5 | 35.65 |  | 35.65 | 5.31 | 36.4 |  | 36.4 | 31.09 |  | 31.09 | 5.03 | 27.79 |  | 27.79 | 22.76 |  | 22.76
2020-01-25 21:00 | LONG | LONG | BALP | 4.85 | 1 |  | 1 | -3.85 |  | -3.85 | 5.31 | 1 |  | 1 | -4.31 |  | -4.31 | 5.03 | 1 |  | 1 | -4.03 |  | -4.03
2020-01-25 22:00 | LONG | LONG | VoAA | 4.85 | 1 |  | 1 | -3.85 |  | -3.85 | 5.31 | 15.5 |  | 15.5 | 10.19 |  | 10.19 | 5.03 | 21.34 |  | 21.34 | 16.31 |  | 16.31
2020-01-25 23:00 | LONG | LONG | VoAA | 4.85 | 1 |  | 1 | -3.85 |  | -3.85 | 5.31 | 15.5 |  | 15.5 | 10.19 |  | 10.19 | 5.03 | 21.02 |  | 21.02 | 15.99 |  | 15.99
2020-01-26 | SHORT | SHORT | BALP | 4.85 | 50 | 50 |  | 54.85 | 54.85 |  | 5.31 | 50 | 50 |  | 55.31 | 55.31 |  | 5.03 | 50 | 50 |  | 55.03 | 55.03
2020-01-26 01:00 | SHORT | SHORT | BALP | 4.85 | 76.2 | 76.2 |  | 81.05 | 81.05 |  | 5.31 | 76.2 | 76.2 |  | 81.51 | 81.51 |  | 5.03 | 76.2 | 76.2 |  | 81.23 | 81.23
2020-01-26 02:00 | SHORT | LONG | BALP | 4.85 | 56.2 | 56.2 |  | 61.05 | 61.05 |  | 5.31 | 56.2 | 56.2 |  | 61.51 | 61.51 |  | 5.03 | 18.94 |  | 18.94 | 13.91 |  | 13.91
2020-01-26 03:00 | LONG | LONG | VoAA | 4.85 | -0.76 |  | -0.76 | -5.61 |  | -5.61 | 5.31 | 14.62 |  | 14.62 | 9.31 |  | 9.31 | 5.03 | 18.6 |  | 18.6 | 13.57 |  | 13.57
2020-01-26 04:00 | LONG | LONG | BALP | 4.85 | 10.51 |  | 10.51 | 5.66 |  | 5.66 | 5.31 | 10.51 |  | 10.51 | 5.2 |  | 5.2 | 5.03 | 10.51 |  | 10.51 | 5.48 |  | 5.48
2020-01-26 05:00 | LONG | LONG | BALP | 4.85 | 10.51 |  | 10.51 | 5.66 |  | 5.66 | 5.31 | 10.51 |  | 10.51 | 5.2 |  | 5.2 | 5.03 | 10.51 |  | 10.51 | 5.48 |  | 5.48
2020-01-26 06:00 | LONG | LONG | BALP | 4.85 | -0.76 |  | -0.76 | -5.61 |  | -5.61 | 5.31 | -0.76 |  | -0.76 | -6.07 |  | -6.07 | 5.03 | -0.76 |  | -0.76 | -5.79 |  | -5.79
2020-01-26 07:00 | LONG | LONG | BALP | 4.85 | -0.76 |  | -0.76 | -5.61 |  | -5.61 | 5.31 | -0.76 |  | -0.76 | -6.07 |  | -6.07 | 5.03 | -0.76 |  | -0.76 | -5.79 |  | -5.79
2020-01-26 08:00 | LONG | LONG | BALP | 4.85 | -0.76 |  | -0.76 | -5.61 |  | -5.61 | 5.31 | -0.76 |  | -0.76 | -6.07 |  | -6.07 | 5.03 | -0.76 |  | -0.76 | -5.79 |  | -5.79
2020-01-26 09:00 | LONG | LONG | BALP | 4.85 | 1 |  | 1 | -3.85 |  | -3.85 | 5.31 | 1 |  | 1 | -4.31 |  | -4.31 | 5.03 | 1 |  | 1 | -4.03 |  | -4.03
2020-01-26 10:00 | LONG | LONG | BALP | 4.85 | 1 |  | 1 | -3.85 |  | -3.85 | 5.31 | 1 |  | 1 | -4.31 |  | -4.31 | 5.03 | 1 |  | 1 | -4.03 |  | -4.03
2020-01-26 11:00 | LONG | LONG | BALP | 4.85 | 1 |  | 1 | -3.85 |  | -3.85 | 5.31 | 1 |  | 1 | -4.31 |  | -4.31 | 5.03 | 1 |  | 1 | -4.03 |  | -4.03
2020-01-26 12:00 | LONG | LONG | BALP | 4.85 | 16.5 |  | 16.5 | 11.65 |  | 11.65 | 5.31 | 16.5 |  | 16.5 | 11.19 |  | 11.19 | 5.03 | 16.5 |  | 16.5 | 11.47 |  | 11.47
2020-01-26 13:00 | LONG | LONG | BALP | 4.85 | 17.5 |  | 17.5 | 12.65 |  | 12.65 | 5.31 | 17.5 |  | 17.5 | 12.19 |  | 12.19 | 5.03 | 17.5 |  | 17.5 | 12.47 |  | 12.47
2020-01-26 14:00 | LONG | LONG | BALP | 4.85 | 17.5 |  | 17.5 | 12.65 |  | 12.65 | 5.31 | 17.5 |  | 17.5 | 12.19 |  | 12.19 | 5.03 | 17.5 |  | 17.5 | 12.47 |  | 12.47
2020-01-26 15:00 | LONG | LONG | BALP | 4.85 | 17 |  | 17 | 12.15 |  | 12.15 | 5.31 | 17 |  | 17 | 11.69 |  | 11.69 | 5.03 | 17 |  | 17 | 11.97 |  | 11.97
2020-01-26 16:00 | LONG | LONG | BALP | 4.85 | 17 |  | 17 | 12.15 |  | 12.15 | 5.31 | 17 |  | 17 | 11.69 |  | 11.69 | 5.03 | 17 |  | 17 | 11.97 |  | 11.97
2020-01-26 17:00 | LONG | LONG | BALP | 4.85 | 17 |  | 17 | 12.15 |  | 12.15 | 5.31 | 17 |  | 17 | 11.69 |  | 11.69 | 5.03 | 17 |  | 17 | 11.97 |  | 11.97
2020-01-26 18:00 | SHORT | SHORT | BALP | 4.85 | 51.2 | 51.2 |  | 56.05 | 56.05 |  | 5.31 | 51.2 | 51.2 |  | 56.51 | 56.51 |  | 5.03 | 51.2 | 51.2 |  | 56.23 | 56.23
2020-01-26 19:00 | SHORT | LONG | BALP | 4.85 | 42.2 | 42.2 |  | 47.05 | 47.05 |  | 5.31 | 42.2 | 42.2 |  | 47.51 | 47.51 |  | 5.03 | 32.05 |  | 32.05 | 27.02 |  | 27.02
2020-01-26 20:00 | LONG | LONG | VoAA | 4.85 | 1 |  | 1 | -3.85 |  | -3.85 | 5.31 | 19.2 |  | 19.2 | 13.89 |  | 13.89 | 5.03 | 32.04 |  | 32.04 | 27.01 |  | 27.01
2020-01-26 21:00 | LONG | LONG | BALP | 4.85 | 1 |  | 1 | -3.85 |  | -3.85 | 5.31 | 1 |  | 1 | -4.31 |  | -4.31 | 5.03 | 1 |  | 1 | -4.03 |  | -4.03
2020-01-26 22:00 | LONG | LONG | BALP | 4.85 | 1 |  | 1 | -3.85 |  | -3.85 | 5.31 | 1 |  | 1 | -4.31 |  | -4.31 | 5.03 | 1 |  | 1 | -4.03 |  | -4.03
2020-01-26 23:00 | LONG | LONG | BALP | 4.85 | 17.6 |  | 17.6 | 12.75 |  | 12.75 | 5.31 | 17.6 |  | 17.6 | 12.29 |  | 12.29 | 5.03 | 17.6 |  | 17.6 | 12.57 |  | 12.57
2020-01-27 | LONG | LONG | BALP | 4.85 | 15 |  | 15 | 10.15 |  | 10.15 | 5.31 | 15 |  | 15 | 9.69 |  | 9.69 | 5.03 | 15 |  | 15 | 9.97 |  | 9.97
2020-01-27 01:00 | LONG | LONG | BALP | 4.85 | 15.54 |  | 15.54 | 10.69 |  | 10.69 | 5.31 | 15.54 |  | 15.54 | 10.23 |  | 10.23 | 5.03 | 15.54 |  | 15.54 | 10.51 |  | 10.51
2020-01-27 02:00 | LONG | LONG | BALP | 4.85 | 19.36 |  | 19.36 | 14.51 |  | 14.51 | 5.31 | 19.36 |  | 19.36 | 14.05 |  | 14.05 | 5.03 | 19.36 |  | 19.36 | 14.33 |  | 14.33
2020-01-27 03:00 | LONG | LONG | BALP | 4.85 | 40.2 |  | 40.2 | 35.35 |  | 35.35 | 5.31 | 40.2 |  | 40.2 | 34.89 |  | 34.89 | 5.03 | 40.2 |  | 40.2 | 35.17 |  | 35.17
2020-01-27 04:00 | LONG | LONG | BALP | 4.85 | 40.2 |  | 40.2 | 35.35 |  | 35.35 | 5.31 | 40.2 |  | 40.2 | 34.89 |  | 34.89 | 5.03 | 40.2 |  | 40.2 | 35.17 |  | 35.17
2020-01-27 05:00 | LONG | LONG | BALP | 4.85 | 40.2 |  | 40.2 | 35.35 |  | 35.35 | 5.31 | 40.2 |  | 40.2 | 34.89 |  | 34.89 | 5.03 | 40.2 |  | 40.2 | 35.17 |  | 35.17
2020-01-27 06:00 | LONG | LONG | BALP | 4.85 | 15 |  | 15 | 10.15 |  | 10.15 | 5.31 | 15 |  | 15 | 9.69 |  | 9.69 | 5.03 | 15 |  | 15 | 9.97 |  | 9.97
2020-01-27 07:00 | SHORT | SHORT | BALP | 4.85 | 92 | 92 |  | 96.85 | 96.85 |  | 5.31 | 92 | 92 |  | 97.31 | 97.31 |  | 5.03 | 92 | 92 |  | 97.03 | 97.03
2020-01-27 08:00 | LONG | LONG | VoAA | 4.85 | 34.4 |  | 34.4 | 29.55 |  | 29.55 | 5.31 | 35.4 |  | 35.4 | 30.09 |  | 30.09 | 5.03 | 57.31 |  | 57.31 | 52.28 |  | 52.28
2020-01-27 09:00 | SHORT | SHORT | BALP | 4.85 | 92 | 92 |  | 96.85 | 96.85 |  | 5.31 | 92 | 92 |  | 97.31 | 97.31 |  | 5.03 | 92 | 92 |  | 97.03 | 97.03
2020-01-27 10:00 | SHORT | LONG | BALP | 4.85 | 71 | 71 |  | 75.85 | 75.85 |  | 5.31 | 71 | 71 |  | 76.31 | 76.31 |  | 5.03 | 60.03 |  | 60.03 | 55 |  | 55
2020-01-27 11:00 | SHORT | SHORT | BALP | 4.85 | 90 | 90 |  | 94.85 | 94.85 |  | 5.31 | 90 | 90 |  | 95.31 | 95.31 |  | 5.03 | 90 | 90 |  | 95.03 | 95.03
2020-01-27 12:00 | SHORT | SHORT | BALP | 4.85 | 93 | 93 |  | 97.85 | 97.85 |  | 5.31 | 93 | 93 |  | 98.31 | 98.31 |  | 5.03 | 93 | 93 |  | 98.03 | 98.03
2020-01-27 13:00 | SHORT | SHORT | BALP | 4.85 | 93 | 93 |  | 97.85 | 97.85 |  | 5.31 | 93 | 93 |  | 98.31 | 98.31 |  | 5.03 | 93 | 93 |  | 98.03 | 98.03
2020-01-27 14:00 | LONG | LONG | VoAA | 4.85 | 34.4 |  | 34.4 | 29.55 |  | 29.55 | 5.31 | 45.6 |  | 45.6 | 40.29 |  | 40.29 | 5.03 | 46.8 |  | 46.8 | 41.77 |  | 41.77
2020-01-27 15:00 | LONG | LONG | BALP | 4.85 | 29.78 |  | 29.78 | 24.93 |  | 24.93 | 5.31 | 29.78 |  | 29.78 | 24.47 |  | 24.47 | 5.03 | 29.78 |  | 29.78 | 24.75 |  | 24.75
2020-01-27 16:00 | LONG | LONG | BALP | 4.85 | 32 |  | 32 | 27.15 |  | 27.15 | 5.31 | 32 |  | 32 | 26.69 |  | 26.69 | 5.03 | 32 |  | 32 | 26.97 |  | 26.97
2020-01-27 17:00 | LONG | LONG | VoAA | 4.85 | 34.4 |  | 34.4 | 29.55 |  | 29.55 | 5.31 | 35.4 |  | 35.4 | 30.09 |  | 30.09 | 5.03 | 59.61 |  | 59.61 | 54.58 |  | 54.58
2020-01-27 18:00 | LONG | LONG | VoAA | 4.85 | 34.4 |  | 34.4 | 29.55 |  | 29.55 | 5.31 | 35.4 |  | 35.4 | 30.09 |  | 30.09 | 5.03 | 46.77 |  | 46.77 | 41.74 |  | 41.74
2020-01-27 19:00 | LONG | LONG | BALP | 4.85 | 29.1 |  | 29.1 | 24.25 |  | 24.25 | 5.31 | 29.1 |  | 29.1 | 23.79 |  | 23.79 | 5.03 | 29.1 |  | 29.1 | 24.07 |  | 24.07
2020-01-27 20:00 | LONG | LONG | BALP | 4.85 | 29.7 |  | 29.7 | 24.85 |  | 24.85 | 5.31 | 29.7 |  | 29.7 | 24.39 |  | 24.39 | 5.03 | 29.7 |  | 29.7 | 24.67 |  | 24.67
2020-01-27 21:00 | LONG | LONG | BALP | 4.85 | 32 |  | 32 | 27.15 |  | 27.15 | 5.31 | 32 |  | 32 | 26.69 |  | 26.69 | 5.03 | 32 |  | 32 | 26.97 |  | 26.97
2020-01-27 22:00 | LONG | LONG | VoAA | 4.85 | 40.2 |  | 40.2 | 35.35 |  | 35.35 | 5.31 | 39.62 |  | 39.62 | 34.31 |  | 34.31 | 5.03 | 29.03 |  | 29.03 | 24 |  | 24
2020-01-27 23:00 | LONG | LONG | VoAA | 4.85 | 40.2 |  | 40.2 | 35.35 |  | 35.35 | 5.31 | 35.62 |  | 35.62 | 30.31 |  | 30.31 | 5.03 | 21.03 |  | 21.03 | 16 |  | 16
2020-01-28 | LONG | LONG | BALP | 4.85 | 20.3 |  | 20.3 | 15.45 |  | 15.45 | 5.31 | 20.3 |  | 20.3 | 14.99 |  | 14.99 | 5.03 | 20.3 |  | 20.3 | 15.27 |  | 15.27
2020-01-28 01:00 | LONG | LONG | VoAA | 4.85 | 42.3 |  | 42.3 | 37.45 |  | 37.45 | 5.31 | 43.3 |  | 43.3 | 37.99 |  | 37.99 | 5.03 | 27.02 |  | 27.02 | 21.99 |  | 21.99
2020-01-28 02:00 | SHORT | SHORT | BALP | 4.85 | 58.3 | 58.3 |  | 63.15 | 63.15 |  | 5.31 | 58.3 | 58.3 |  | 63.61 | 63.61 |  | 5.03 | 58.3 | 58.3 |  | 63.33 | 63.33
2020-01-28 03:00 | LONG | LONG | VoAA | 4.85 | 6.75 |  | 6.75 | 1.9 |  | 1.9 | 5.31 | 25.53 |  | 25.53 | 20.22 |  | 20.22 | 5.03 | 26.73 |  | 26.73 | 21.7 |  | 21.7
2020-01-28 04:00 | LONG | LONG | VoAA | 4.85 | 6.75 |  | 6.75 | 1.9 |  | 1.9 | 5.31 | 34.38 |  | 34.38 | 29.07 |  | 29.07 | 5.03 | 27.01 |  | 27.01 | 21.98 |  | 21.98
2020-01-28 05:00 | SHORT | SHORT | VoAA | 4.85 | 44.3 | 44.3 |  | 49.15 | 49.15 |  | 5.31 | 43.3 | 43.3 |  | 48.61 | 48.61 |  | 5.03 | 28.01 | 28.01 |  | 33.04 | 33.04
2020-01-28 06:00 | SHORT | SHORT | BALP | 4.85 | 94 | 94 |  | 98.85 | 98.85 |  | 5.31 | 94 | 94 |  | 99.31 | 99.31 |  | 5.03 | 94 | 94 |  | 99.03 | 99.03
2020-01-28 07:00 | SHORT | SHORT | BALP | 4.85 | 94 | 94 |  | 98.85 | 98.85 |  | 5.31 | 94 | 94 |  | 99.31 | 99.31 |  | 5.03 | 94 | 94 |  | 99.03 | 99.03
2020-01-28 08:00 | SHORT | LONG | BALP | 4.85 | 90 | 90 |  | 94.85 | 94.85 |  | 5.31 | 90 | 90 |  | 95.31 | 95.31 |  | 5.03 | 54.85 |  | 54.85 | 49.82 |  | 49.82
2020-01-28 09:00 | SHORT | SHORT | BALP | 4.85 | 90 | 90 |  | 94.85 | 94.85 |  | 5.31 | 90 | 90 |  | 95.31 | 95.31 |  | 5.03 | 90 | 90 |  | 95.03 | 95.03
2020-01-28 10:00 | SHORT | SHORT | BALP | 4.85 | 94 | 94 |  | 98.85 | 98.85 |  | 5.31 | 94 | 94 |  | 99.31 | 99.31 |  | 5.03 | 94 | 94 |  | 99.03 | 99.03
2020-01-28 11:00 | LONG | LONG | BALP | 4.85 | 36.2 |  | 36.2 | 31.35 |  | 31.35 | 5.31 | 36.2 |  | 36.2 | 30.89 |  | 30.89 | 5.03 | 36.2 |  | 36.2 | 31.17 |  | 31.17
2020-01-28 12:00 | SHORT | SHORT | BALP | 4.85 | 62 | 62 |  | 66.85 | 66.85 |  | 5.31 | 62 | 62 |  | 67.31 | 67.31 |  | 5.03 | 62 | 62 |  | 67.03 | 67.03
2020-01-28 13:00 | SHORT | SHORT | BALP | 4.85 | 78 | 78 |  | 82.85 | 82.85 |  | 5.31 | 78 | 78 |  | 83.31 | 83.31 |  | 5.03 | 78 | 78 |  | 83.03 | 83.03
2020-01-28 14:00 | SHORT | LONG | BALP | 4.85 | 72 | 72 |  | 76.85 | 76.85 |  | 5.31 | 72 | 72 |  | 77.31 | 77.31 |  | 5.03 | 43.24 |  | 43.24 | 38.21 |  | 38.21
2020-01-28 15:00 | LONG | LONG | VoAA | 4.85 | 36.2 |  | 36.2 | 31.35 |  | 31.35 | 5.31 | 37.2 |  | 37.2 | 31.89 |  | 31.89 | 5.03 | 43.29 |  | 43.29 | 38.26 |  | 38.26
2020-01-28 16:00 | LONG | LONG | BALP | 4.85 | 28 |  | 28 | 23.15 |  | 23.15 | 5.31 | 28 |  | 28 | 22.69 |  | 22.69 | 5.03 | 28 |  | 28 | 22.97 |  | 22.97
2020-01-28 17:00 | LONG | LONG | BALP | 4.85 | 30.2 |  | 30.2 | 25.35 |  | 25.35 | 5.31 | 30.2 |  | 30.2 | 24.89 |  | 24.89 | 5.03 | 30.2 |  | 30.2 | 25.17 |  | 25.17
2020-01-28 18:00 | SHORT | LONG | BALP | 4.85 | 90 | 90 |  | 94.85 | 94.85 |  | 5.31 | 90 | 90 |  | 95.31 | 95.31 |  | 5.03 | 46.76 |  | 46.76 | 41.73 |  | 41.73
2020-01-28 19:00 | SHORT | SHORT | BALP | 4.85 | 47.2 | 47.2 |  | 52.05 | 52.05 |  | 5.31 | 47.2 | 47.2 |  | 52.51 | 52.51 |  | 5.03 | 47.2 | 47.2 |  | 52.23 | 52.23
2020-01-28 20:00 | SHORT | SHORT | BALP | 4.85 | 95 | 95 |  | 99.85 | 99.85 |  | 5.31 | 95 | 95 |  | 100.31 | 100.31 |  | 5.03 | 95 | 95 |  | 100.03 | 100.03
2020-01-28 21:00 | SHORT | SHORT | BALP | 4.85 | 95 | 95 |  | 99.85 | 99.85 |  | 5.31 | 95 | 95 |  | 100.31 | 100.31 |  | 5.03 | 95 | 95 |  | 100.03 | 100.03
2020-01-28 22:00 | SHORT | SHORT | BALP | 4.85 | 58.3 | 58.3 |  | 63.15 | 63.15 |  | 5.31 | 58.3 | 58.3 |  | 63.61 | 63.61 |  | 5.03 | 58.3 | 58.3 |  | 63.33 | 63.33
2020-01-28 23:00 | SHORT | SHORT | BALP | 4.85 | 58.3 | 58.3 |  | 63.15 | 63.15 |  | 5.31 | 58.3 | 58.3 |  | 63.61 | 63.61 |  | 5.03 | 58.3 | 58.3 |  | 63.33 | 63.33
2020-01-29 | SHORT | SHORT | BALP | 4.85 | 70 | 70 |  | 74.85 | 74.85 |  | 5.31 | 70 | 70 |  | 75.31 | 75.31 |  | 5.03 | 70 | 70 |  | 75.03 | 75.03
2020-01-29 01:00 | LONG | LONG | BALP | 4.85 | 19.95 |  | 19.95 | 15.1 |  | 15.1 | 5.31 | 19.95 |  | 19.95 | 14.64 |  | 14.64 | 5.03 | 19.95 |  | 19.95 | 14.92 |  | 14.92
2020-01-29 02:00 | LONG | LONG | VoAA | 4.85 | 40.4 |  | 40.4 | 35.55 |  | 35.55 | 5.31 | 34.99 |  | 34.99 | 29.68 |  | 29.68 | 5.03 | 19.58 |  | 19.58 | 14.55 |  | 14.55
2020-01-29 03:00 | LONG | LONG | VoAA | 4.85 | 40.4 |  | 40.4 | 35.55 |  | 35.55 | 5.31 | 34.78 |  | 34.78 | 29.47 |  | 29.47 | 5.03 | 19.16 |  | 19.16 | 14.13 |  | 14.13
2020-01-29 04:00 | LONG | LONG | BALP | 4.85 | 19.61 |  | 19.61 | 14.76 |  | 14.76 | 5.31 | 19.61 |  | 19.61 | 14.3 |  | 14.3 | 5.03 | 19.61 |  | 19.61 | 14.58 |  | 14.58
2020-01-29 05:00 | LONG | LONG | BALP | 4.85 | 19.97 |  | 19.97 | 15.12 |  | 15.12 | 5.31 | 19.97 |  | 19.97 | 14.66 |  | 14.66 | 5.03 | 19.97 |  | 19.97 | 14.94 |  | 14.94
2020-01-29 06:00 | LONG | LONG | BALP | 4.85 | 24.3 |  | 24.3 | 19.45 |  | 19.45 | 5.31 | 24.3 |  | 24.3 | 18.99 |  | 18.99 | 5.03 | 24.3 |  | 24.3 | 19.27 |  | 19.27
2020-01-29 07:00 | LONG | LONG | BALP | 4.85 | 34.5 |  | 34.5 | 29.65 |  | 29.65 | 5.31 | 34.5 |  | 34.5 | 29.19 |  | 29.19 | 5.03 | 34.5 |  | 34.5 | 29.47 |  | 29.47
2020-01-29 08:00 | LONG | LONG | BALP | 4.85 | 45.52 |  | 45.52 | 40.67 |  | 40.67 | 5.31 | 45.52 |  | 45.52 | 40.21 |  | 40.21 | 5.03 | 45.52 |  | 45.52 | 40.49 |  | 40.49
2020-01-29 09:00 | LONG | LONG | BALP | 4.85 | 28.5 |  | 28.5 | 23.65 |  | 23.65 | 5.31 | 28.5 |  | 28.5 | 23.19 |  | 23.19 | 5.03 | 28.5 |  | 28.5 | 23.47 |  | 23.47
2020-01-29 10:00 | LONG | LONG | BALP | 4.85 | 28.5 |  | 28.5 | 23.65 |  | 23.65 | 5.31 | 28.5 |  | 28.5 | 23.19 |  | 23.19 | 5.03 | 28.5 |  | 28.5 | 23.47 |  | 23.47
2020-01-29 11:00 | LONG | LONG | BALP | 4.85 | 28.5 |  | 28.5 | 23.65 |  | 23.65 | 5.31 | 28.5 |  | 28.5 | 23.19 |  | 23.19 | 5.03 | 28.5 |  | 28.5 | 23.47 |  | 23.47
2020-01-29 12:00 | LONG | LONG | BALP | 4.85 | 28.5 |  | 28.5 | 23.65 |  | 23.65 | 5.31 | 28.5 |  | 28.5 | 23.19 |  | 23.19 | 5.03 | 28.5 |  | 28.5 | 23.47 |  | 23.47
2020-01-29 13:00 | LONG | LONG | BALP | 4.85 | 32.91 |  | 32.91 | 28.06 |  | 28.06 | 5.31 | 32.91 |  | 32.91 | 27.6 |  | 27.6 | 5.03 | 32.91 |  | 32.91 | 27.88 |  | 27.88
2020-01-29 14:00 | LONG | LONG | VoAA | 4.85 | 34.5 |  | 34.5 | 29.65 |  | 29.65 | 5.31 | 40 |  | 40 | 34.69 |  | 34.69 | 5.03 | 46.41 |  | 46.41 | 41.38 |  | 41.38
2020-01-29 15:00 | LONG | LONG | BALP | 4.85 | 28 |  | 28 | 23.15 |  | 23.15 | 5.31 | 28 |  | 28 | 22.69 |  | 22.69 | 5.03 | 28 |  | 28 | 22.97 |  | 22.97
2020-01-29 16:00 | LONG | LONG | BALP | 4.85 | 28.5 |  | 28.5 | 23.65 |  | 23.65 | 5.31 | 28.5 |  | 28.5 | 23.19 |  | 23.19 | 5.03 | 28.5 |  | 28.5 | 23.47 |  | 23.47
2020-01-29 17:00 | LONG | LONG | BALP | 4.85 | 28.5 |  | 28.5 | 23.65 |  | 23.65 | 5.31 | 28.5 |  | 28.5 | 23.19 |  | 23.19 | 5.03 | 28.5 |  | 28.5 | 23.47 |  | 23.47
2020-01-29 18:00 | LONG | LONG | VoAA | 4.85 | 34.5 |  | 34.5 | 29.65 |  | 29.65 | 5.31 | 40 |  | 40 | 34.69 |  | 34.69 | 5.03 | 53.5 |  | 53.5 | 48.47 |  | 48.47
2020-01-29 19:00 | SHORT | SHORT | BALP | 4.85 | 55 | 55 |  | 59.85 | 59.85 |  | 5.31 | 55 | 55 |  | 60.31 | 60.31 |  | 5.03 | 55 | 55 |  | 60.03 | 60.03
2020-01-29 20:00 | LONG | LONG | BALP | 4.85 | 25.1 |  | 25.1 | 20.25 |  | 20.25 | 5.31 | 25.1 |  | 25.1 | 19.79 |  | 19.79 | 5.03 | 25.1 |  | 25.1 | 20.07 |  | 20.07
2020-01-29 21:00 | LONG | LONG | VoAA | 4.85 | 4 |  | 4 | -0.85 |  | -0.85 | 5.31 | 23.2 |  | 23.2 | 17.89 |  | 17.89 | 5.03 | 36.78 |  | 36.78 | 31.75 |  | 31.75
2020-01-29 22:00 | SHORT | SHORT | BALP | 4.85 | 55 | 55 |  | 59.85 | 59.85 |  | 5.31 | 55 | 55 |  | 60.31 | 60.31 |  | 5.03 | 55 | 55 |  | 60.03 | 60.03
2020-01-29 23:00 | SHORT | SHORT | BALP | 4.85 | 55 | 55 |  | 59.85 | 59.85 |  | 5.31 | 55 | 55 |  | 60.31 | 60.31 |  | 5.03 | 55 | 55 |  | 60.03 | 60.03
2020-01-30 | SHORT | SHORT | VoAA | 4.85 | 42.4 | 42.4 |  | 47.25 | 47.25 |  | 5.31 | 21.2 | 21.2 |  | 26.51 | 26.51 |  | 5.03 | 20.03 | 20.03 |  | 25.06 | 25.06
2020-01-30 01:00 | SHORT | SHORT | VoAA | 4.85 | 42.4 | 42.4 |  | 47.25 | 47.25 |  | 5.31 | 41.4 | 41.4 |  | 46.71 | 46.71 |  | 5.03 | 19.77 | 19.77 |  | 24.8 | 24.8
2020-01-30 02:00 | SHORT | SHORT | VoAA | 4.85 | 42.4 | 42.4 |  | 47.25 | 47.25 |  | 5.31 | 41.4 | 41.4 |  | 46.71 | 46.71 |  | 5.03 | 19.66 | 19.66 |  | 24.69 | 24.69
2020-01-30 03:00 | SHORT | SHORT | VoAA | 4.85 | 42.4 | 42.4 |  | 47.25 | 47.25 |  | 5.31 | 41.4 | 41.4 |  | 46.71 | 46.71 |  | 5.03 | 19.68 | 19.68 |  | 24.71 | 24.71
2020-01-30 04:00 | SHORT | SHORT | VoAA | 4.85 | 42.4 | 42.4 |  | 47.25 | 47.25 |  | 5.31 | 41.4 | 41.4 |  | 46.71 | 46.71 |  | 5.03 | 19.76 | 19.76 |  | 24.79 | 24.79
2020-01-30 05:00 | LONG | LONG | VoAA | 4.85 | 40.4 |  | 40.4 | 35.55 |  | 35.55 | 5.31 | 41.4 |  | 41.4 | 36.09 |  | 36.09 | 5.03 | 28.02 |  | 28.02 | 22.99 |  | 22.99
2020-01-30 06:00 | LONG | LONG | BALP | 4.85 | 17.4 |  | 17.4 | 12.55 |  | 12.55 | 5.31 | 17.4 |  | 17.4 | 12.09 |  | 12.09 | 5.03 | 17.4 |  | 17.4 | 12.37 |  | 12.37
2020-01-30 07:00 | SHORT | SHORT | BALP | 4.85 | 55.01 | 55.01 |  | 59.86 | 59.86 |  | 5.31 | 55.01 | 55.01 |  | 60.32 | 60.32 |  | 5.03 | 55.01 | 55.01 |  | 60.04 | 60.04
2020-01-30 08:00 | SHORT | LONG | BALP | 4.85 | 55.3 | 55.3 |  | 60.15 | 60.15 |  | 5.31 | 55.3 | 55.3 |  | 60.61 | 60.61 |  | 5.03 | 46.89 |  | 46.89 | 41.86 |  | 41.86
2020-01-30 09:00 | SHORT | SHORT | BALP | 4.85 | 57.2 | 57.2 |  | 62.05 | 62.05 |  | 5.31 | 57.2 | 57.2 |  | 62.51 | 62.51 |  | 5.03 | 57.2 | 57.2 |  | 62.23 | 62.23
2020-01-30 10:00 | SHORT | SHORT | BALP | 4.85 | 70.1 | 70.1 |  | 74.95 | 74.95 |  | 5.31 | 70.1 | 70.1 |  | 75.41 | 75.41 |  | 5.03 | 70.1 | 70.1 |  | 75.13 | 75.13
2020-01-30 11:00 | LONG | LONG | BALP | 4.85 | 19.5 |  | 19.5 | 14.65 |  | 14.65 | 5.31 | 19.5 |  | 19.5 | 14.19 |  | 14.19 | 5.03 | 19.5 |  | 19.5 | 14.47 |  | 14.47
2020-01-30 12:00 | LONG | LONG | BALP | 4.85 | 15 |  | 15 | 10.15 |  | 10.15 | 5.31 | 15 |  | 15 | 9.69 |  | 9.69 | 5.03 | 15 |  | 15 | 9.97 |  | 9.97
2020-01-30 13:00 | LONG | LONG | BALP | 4.85 | 18.6 |  | 18.6 | 13.75 |  | 13.75 | 5.31 | 18.6 |  | 18.6 | 13.29 |  | 13.29 | 5.03 | 18.6 |  | 18.6 | 13.57 |  | 13.57
2020-01-30 14:00 | LONG | SHORT | BALP | 4.85 | 18.5 |  | 18.5 | 13.65 |  | 13.65 | 5.31 | 18.5 |  | 18.5 | 13.19 |  | 13.19 | 5.03 | 46.72 | 46.72 |  | 51.75 | 51.75
2020-01-30 15:00 | LONG | LONG | BALP | 4.85 | 18.5 |  | 18.5 | 13.65 |  | 13.65 | 5.31 | 18.5 |  | 18.5 | 13.19 |  | 13.19 | 5.03 | 18.5 |  | 18.5 | 13.47 |  | 13.47
2020-01-30 16:00 | LONG | LONG | BALP | 4.85 | 18.6 |  | 18.6 | 13.75 |  | 13.75 | 5.31 | 18.6 |  | 18.6 | 13.29 |  | 13.29 | 5.03 | 18.6 |  | 18.6 | 13.57 |  | 13.57
2020-01-30 17:00 | SHORT | SHORT | BALP | 4.85 | 69.1 | 69.1 |  | 73.95 | 73.95 |  | 5.31 | 69.1 | 69.1 |  | 74.41 | 74.41 |  | 5.03 | 69.1 | 69.1 |  | 74.13 | 74.13
2020-01-30 18:00 | SHORT | LONG | BALP | 4.85 | 55.1 | 55.1 |  | 59.95 | 59.95 |  | 5.31 | 55.1 | 55.1 |  | 60.41 | 60.41 |  | 5.03 | 46.75 |  | 46.75 | 41.72 |  | 41.72
2020-01-30 19:00 | LONG | LONG | BALP | 4.85 | 34.8 |  | 34.8 | 29.95 |  | 29.95 | 5.31 | 34.8 |  | 34.8 | 29.49 |  | 29.49 | 5.03 | 34.8 |  | 34.8 | 29.77 |  | 29.77
2020-01-30 20:00 | LONG | LONG | BALP | 4.85 | 1 |  | 1 | -3.85 |  | -3.85 | 5.31 | 1 |  | 1 | -4.31 |  | -4.31 | 5.03 | 1 |  | 1 | -4.03 |  | -4.03
2020-01-30 21:00 | LONG | LONG | BALP | 4.85 | 17 |  | 17 | 12.15 |  | 12.15 | 5.31 | 17 |  | 17 | 11.69 |  | 11.69 | 5.03 | 17 |  | 17 | 11.97 |  | 11.97
2020-01-30 22:00 | LONG | LONG | BALP | 4.85 | 17 |  | 17 | 12.15 |  | 12.15 | 5.31 | 17 |  | 17 | 11.69 |  | 11.69 | 5.03 | 17 |  | 17 | 11.97 |  | 11.97
2020-01-30 23:00 | LONG | LONG | BALP | 4.85 | 17 |  | 17 | 12.15 |  | 12.15 | 5.31 | 17 |  | 17 | 11.69 |  | 11.69 | 5.03 | 17 |  | 17 | 11.97 |  | 11.97
2020-01-31 | LONG | LONG | BALP | 4.85 | 14 |  | 14 | 9.15 |  | 9.15 | 5.31 | 14 |  | 14 | 8.69 |  | 8.69 | 5.03 | 14 |  | 14 | 8.97 |  | 8.97
2020-01-31 01:00 | SHORT | SHORT | BALP | 4.85 | 62 | 62 |  | 66.85 | 66.85 |  | 5.31 | 62 | 62 |  | 67.31 | 67.31 |  | 5.03 | 62 | 62 |  | 67.03 | 67.03
2020-01-31 02:00 | LONG | LONG | VoAA | 4.85 | 39.7 |  | 39.7 | 34.85 |  | 34.85 | 5.31 | 40.7 |  | 40.7 | 35.39 |  | 35.39 | 5.03 | 15.98 |  | 15.98 | 10.95 |  | 10.95
2020-01-31 03:00 | LONG | LONG | VoAA | 4.85 | 39.7 |  | 39.7 | 34.85 |  | 34.85 | 5.31 | 40.7 |  | 40.7 | 35.39 |  | 35.39 | 5.03 | 15.62 |  | 15.62 | 10.59 |  | 10.59
2020-01-31 04:00 | LONG | LONG | BALP | 4.85 | 15.74 |  | 15.74 | 10.89 |  | 10.89 | 5.31 | 15.74 |  | 15.74 | 10.43 |  | 10.43 | 5.03 | 15.74 |  | 15.74 | 10.71 |  | 10.71
2020-01-31 05:00 | LONG | LONG | VoAA | 4.85 | 39.7 |  | 39.7 | 34.85 |  | 34.85 | 5.31 | 40.7 |  | 40.7 | 35.39 |  | 35.39 | 5.03 | 27.41 |  | 27.41 | 22.38 |  | 22.38
2020-01-31 06:00 | LONG | LONG | BALP | 4.85 | 3 |  | 3 | -1.85 |  | -1.85 | 5.31 | 3 |  | 3 | -2.31 |  | -2.31 | 5.03 | 3 |  | 3 | -2.03 |  | -2.03
2020-01-31 07:00 | SHORT | SHORT | BALP | 4.85 | 92 | 92 |  | 96.85 | 96.85 |  | 5.31 | 92 | 92 |  | 97.31 | 97.31 |  | 5.03 | 92 | 92 |  | 97.03 | 97.03
2020-01-31 08:00 | SHORT | SHORT | BALP | 4.85 | 51 | 51 |  | 55.85 | 55.85 |  | 5.31 | 51 | 51 |  | 56.31 | 56.31 |  | 5.03 | 51 | 51 |  | 56.03 | 56.03
2020-01-31 09:00 | SHORT | SHORT | BALP | 4.85 | 95 | 95 |  | 99.85 | 99.85 |  | 5.31 | 95 | 95 |  | 100.31 | 100.31 |  | 5.03 | 95 | 95 |  | 100.03 | 100.03
2020-01-31 10:00 | LONG | LONG | VoAA | 4.85 | 34 |  | 34 | 29.15 |  | 29.15 | 5.31 | 35 |  | 35 | 29.69 |  | 29.69 | 5.03 | 46.71 |  | 46.71 | 41.68 |  | 41.68
2020-01-31 11:00 | SHORT | SHORT | BALP | 4.85 | 95 | 95 |  | 99.85 | 99.85 |  | 5.31 | 95 | 95 |  | 100.31 | 100.31 |  | 5.03 | 95 | 95 |  | 100.03 | 100.03
2020-01-31 12:00 | LONG | LONG | VoAA | 4.85 | 34 |  | 34 | 29.15 |  | 29.15 | 5.31 | 35 |  | 35 | 29.69 |  | 29.69 | 5.03 | 36.7 |  | 36.7 | 31.67 |  | 31.67
2020-01-31 13:00 | SHORT | SHORT | BALP | 4.85 | 94 | 94 |  | 98.85 | 98.85 |  | 5.31 | 94 | 94 |  | 99.31 | 99.31 |  | 5.03 | 94 | 94 |  | 99.03 | 99.03
2020-01-31 14:00 | LONG | LONG | VoAA | 4.85 | 34 |  | 34 | 29.15 |  | 29.15 | 5.31 | 35 |  | 35 | 29.69 |  | 29.69 | 5.03 | 37.05 |  | 37.05 | 32.02 |  | 32.02
2020-01-31 15:00 | LONG | LONG | VoAA | 4.85 | 34 |  | 34 | 29.15 |  | 29.15 | 5.31 | 35 |  | 35 | 29.69 |  | 29.69 | 5.03 | 39.55 |  | 39.55 | 34.52 |  | 34.52
2020-01-31 16:00 | LONG | LONG | BALP | 4.85 | 23 |  | 23 | 18.15 |  | 18.15 | 5.31 | 23 |  | 23 | 17.69 |  | 17.69 | 5.03 | 23 |  | 23 | 17.97 |  | 17.97
2020-01-31 17:00 | SHORT | SHORT | BALP | 4.85 | 62 | 62 |  | 66.85 | 66.85 |  | 5.31 | 62 | 62 |  | 67.31 | 67.31 |  | 5.03 | 62 | 62 |  | 67.03 | 67.03
2020-01-31 18:00 | SHORT | SHORT | BALP | 4.85 | 50 | 50 |  | 54.85 | 54.85 |  | 5.31 | 50 | 50 |  | 55.31 | 55.31 |  | 5.03 | 50 | 50 |  | 55.03 | 55.03
2020-01-31 19:00 | SHORT | SHORT | BALP | 4.85 | 46.5 | 46.5 |  | 51.35 | 51.35 |  | 5.31 | 46.5 | 46.5 |  | 51.81 | 51.81 |  | 5.03 | 46.5 | 46.5 |  | 51.53 | 51.53
2020-01-31 20:00 | SHORT | LONG | BALP | 4.85 | 41.6 | 41.6 |  | 46.45 | 46.45 |  | 5.31 | 41.6 | 41.6 |  | 46.91 | 46.91 |  | 5.03 | 24.28 |  | 24.28 | 19.25 |  | 19.25
2020-01-31 21:00 | SHORT | SHORT | BALP | 4.85 | 41.6 | 41.6 |  | 46.45 | 46.45 |  | 5.31 | 41.6 | 41.6 |  | 46.91 | 46.91 |  | 5.03 | 41.6 | 41.6 |  | 46.63 | 46.63
2020-01-31 22:00 | LONG | LONG | BALP | 4.85 | 0.63 |  | 0.63 | -4.22 |  | -4.22 | 5.31 | 0.63 |  | 0.63 | -4.68 |  | -4.68 | 5.03 | 0.63 |  | 0.63 | -4.4 |  | -4.4
2020-01-31 23:00 | LONG | LONG | BALP | 4.85 | 18.3 |  | 18.3 | 13.45 |  | 13.45 | 5.31 | 18.3 |  | 18.3 | 12.99 |  | 12.99 | 5.03 | 18.3 |  | 18.3 | 13.27 |  | 13.27
2020-02-01 | SHORT | SHORT | BALP | 14.31 | 50.7 | 50.7 |  | 65.01 | 65.01 |  | 14.96 | 50.7 | 50.7 |  | 65.66 | 65.66 |  | 13.08 | 50.7 | 50.7 |  | 63.78 | 63.78
2020-02-01 01:00 | SHORT | SHORT | BALP | 14.31 | 50.7 | 50.7 |  | 65.01 | 65.01 |  | 14.96 | 50.7 | 50.7 |  | 65.66 | 65.66 |  | 13.08 | 50.7 | 50.7 |  | 63.78 | 63.78
2020-02-01 02:00 | SHORT | SHORT | BALP | 14.31 | 50.7 | 50.7 |  | 65.01 | 65.01 |  | 14.96 | 50.7 | 50.7 |  | 65.66 | 65.66 |  | 13.08 | 50.7 | 50.7 |  | 63.78 | 63.78
2020-02-01 03:00 | SHORT | LONG | BALP | 14.31 | 41.6 | 41.6 |  | 55.91 | 55.91 |  | 14.96 | 41.6 | 41.6 |  | 56.56 | 56.56 |  | 13.08 | 14.21 |  | 14.21 | 1.13 |  | 1.13
2020-02-01 04:00 | LONG | LONG | BALP | 14.31 | 10 |  | 10 | -4.31 |  | -4.31 | 14.96 | 10 |  | 10 | -4.96 |  | -4.96 | 13.08 | 10 |  | 10 | -3.08 |  | -3.08
2020-02-01 05:00 | LONG | SHORT | BALP | 14.31 | 10 |  | 10 | -4.31 |  | -4.31 | 14.96 | 10 |  | 10 | -4.96 |  | -4.96 | 13.08 | 12.69 | 12.69 |  | 25.77 | 25.77
2020-02-01 06:00 | SHORT | SHORT | BALP | 14.31 | 50.7 | 50.7 |  | 65.01 | 65.01 |  | 14.96 | 50.7 | 50.7 |  | 65.66 | 65.66 |  | 13.08 | 50.7 | 50.7 |  | 63.78 | 63.78
2020-02-01 07:00 | SHORT | SHORT | BALP | 14.31 | 58 | 58 |  | 72.31 | 72.31 |  | 14.96 | 58 | 58 |  | 72.96 | 72.96 |  | 13.08 | 58 | 58 |  | 71.08 | 71.08
2020-02-01 08:00 | LONG | LONG | BALP | 14.31 | 1 |  | 1 | -13.31 |  | -13.31 | 14.96 | 1 |  | 1 | -13.96 |  | -13.96 | 13.08 | 1 |  | 1 | -12.08 |  | -12.08
2020-02-01 09:00 | LONG | LONG | BALP | 14.31 | 1 |  | 1 | -13.31 |  | -13.31 | 14.96 | 1 |  | 1 | -13.96 |  | -13.96 | 13.08 | 1 |  | 1 | -12.08 |  | -12.08
2020-02-01 10:00 | LONG | LONG | BALP | 14.31 | 0 |  | 0 | -14.31 |  | -14.31 | 14.96 | 0 |  | 0 | -14.96 |  | -14.96 | 13.08 | 0 |  | 0 | -13.08 |  | -13.08
2020-02-01 11:00 | LONG | LONG | BALP | 14.31 | 1 |  | 1 | -13.31 |  | -13.31 | 14.96 | 1 |  | 1 | -13.96 |  | -13.96 | 13.08 | 1 |  | 1 | -12.08 |  | -12.08
2020-02-01 12:00 | LONG | LONG | BALP | 14.31 | 1 |  | 1 | -13.31 |  | -13.31 | 14.96 | 1 |  | 1 | -13.96 |  | -13.96 | 13.08 | 1 |  | 1 | -12.08 |  | -12.08
2020-02-01 13:00 | LONG | LONG | BALP | 14.31 | 1 |  | 1 | -13.31 |  | -13.31 | 14.96 | 1 |  | 1 | -13.96 |  | -13.96 | 13.08 | 1 |  | 1 | -12.08 |  | -12.08
2020-02-01 14:00 | LONG | LONG | BALP | 14.31 | 12.9 |  | 12.9 | -1.41 |  | -1.41 | 14.96 | 12.9 |  | 12.9 | -2.06 |  | -2.06 | 13.08 | 12.9 |  | 12.9 | -0.18 |  | -0.18
2020-02-01 15:00 | LONG | LONG | VoAA | 14.31 | 1 |  | 1 | -13.31 |  | -13.31 | 14.96 | 21.3 |  | 21.3 | 6.34 |  | 6.34 | 13.08 | 13.18 |  | 13.18 | 0.1 |  | 0.1
2020-02-01 16:00 | LONG | LONG | BALP | 14.31 | 13.1 |  | 13.1 | -1.21 |  | -1.21 | 14.96 | 13.1 |  | 13.1 | -1.86 |  | -1.86 | 13.08 | 13.1 |  | 13.1 | 0.02 |  | 0.02
2020-02-01 17:00 | SHORT | SHORT | BALP | 14.31 | 58 | 58 |  | 72.31 | 72.31 |  | 14.96 | 58 | 58 |  | 72.96 | 72.96 |  | 13.08 | 58 | 58 |  | 71.08 | 71.08
2020-02-01 18:00 | SHORT | SHORT | BALP | 14.31 | 50.7 | 50.7 |  | 65.01 | 65.01 |  | 14.96 | 50.7 | 50.7 |  | 65.66 | 65.66 |  | 13.08 | 50.7 | 50.7 |  | 63.78 | 63.78
2020-02-01 19:00 | SHORT | SHORT | BALP | 14.31 | 41.6 | 41.6 |  | 55.91 | 55.91 |  | 14.96 | 41.6 | 41.6 |  | 56.56 | 56.56 |  | 13.08 | 41.6 | 41.6 |  | 54.68 | 54.68
2020-02-01 20:00 | LONG | LONG | BALP | 14.31 | 15.99 |  | 15.99 | 1.68 |  | 1.68 | 14.96 | 15.99 |  | 15.99 | 1.03 |  | 1.03 | 13.08 | 15.99 |  | 15.99 | 2.91 |  | 2.91
2020-02-01 21:00 | LONG | LONG | BALP | 14.31 | 13.85 |  | 13.85 | -0.46 |  | -0.46 | 14.96 | 13.85 |  | 13.85 | -1.11 |  | -1.11 | 13.08 | 13.85 |  | 13.85 | 0.77 |  | 0.77
2020-02-01 22:00 | LONG | LONG | BALP | 14.31 | 13.3 |  | 13.3 | -1.01 |  | -1.01 | 14.96 | 13.3 |  | 13.3 | -1.66 |  | -1.66 | 13.08 | 13.3 |  | 13.3 | 0.22 |  | 0.22
2020-02-01 23:00 | LONG | LONG | BALP | 14.31 | 13.61 |  | 13.61 | -0.7 |  | -0.7 | 14.96 | 13.61 |  | 13.61 | -1.35 |  | -1.35 | 13.08 | 13.61 |  | 13.61 | 0.53 |  | 0.53
2020-02-02 | LONG | LONG | BALP | 14.31 | 13.55 |  | 13.55 | -0.76 |  | -0.76 | 14.96 | 13.55 |  | 13.55 | -1.41 |  | -1.41 | 13.08 | 13.55 |  | 13.55 | 0.47 |  | 0.47
2020-02-02 01:00 | LONG | LONG | BALP | 14.31 | 12.08 |  | 12.08 | -2.23 |  | -2.23 | 14.96 | 12.08 |  | 12.08 | -2.88 |  | -2.88 | 13.08 | 12.08 |  | 12.08 | -1 |  | -1
2020-02-02 02:00 | LONG | LONG | BALP | 14.31 | 11.44 |  | 11.44 | -2.87 |  | -2.87 | 14.96 | 11.44 |  | 11.44 | -3.52 |  | -3.52 | 13.08 | 11.44 |  | 11.44 | -1.64 |  | -1.64
2020-02-02 03:00 | LONG | LONG | BALP | 14.31 | 10.97 |  | 10.97 | -3.34 |  | -3.34 | 14.96 | 10.97 |  | 10.97 | -3.99 |  | -3.99 | 13.08 | 10.97 |  | 10.97 | -2.11 |  | -2.11
2020-02-02 04:00 | LONG | LONG | BALP | 14.31 | 9.82 |  | 9.82 | -4.49 |  | -4.49 | 14.96 | 9.82 |  | 9.82 | -5.14 |  | -5.14 | 13.08 | 9.82 |  | 9.82 | -3.26 |  | -3.26
2020-02-02 05:00 | LONG | LONG | BALP | 14.31 | 7.64 |  | 7.64 | -6.67 |  | -6.67 | 14.96 | 7.64 |  | 7.64 | -7.32 |  | -7.32 | 13.08 | 7.64 |  | 7.64 | -5.44 |  | -5.44
2020-02-02 06:00 | LONG | LONG | BALP | 14.31 | 11.53 |  | 11.53 | -2.78 |  | -2.78 | 14.96 | 11.53 |  | 11.53 | -3.43 |  | -3.43 | 13.08 | 11.53 |  | 11.53 | -1.55 |  | -1.55
2020-02-02 07:00 | LONG | LONG | BALP | 14.31 | 10.2 |  | 10.2 | -4.11 |  | -4.11 | 14.96 | 10.2 |  | 10.2 | -4.76 |  | -4.76 | 13.08 | 10.2 |  | 10.2 | -2.88 |  | -2.88
2020-02-02 08:00 | LONG | LONG | BALP | 14.31 | 1 |  | 1 | -13.31 |  | -13.31 | 14.96 | 1 |  | 1 | -13.96 |  | -13.96 | 13.08 | 1 |  | 1 | -12.08 |  | -12.08
2020-02-02 09:00 | LONG | LONG | BALP | 14.31 | 1 |  | 1 | -13.31 |  | -13.31 | 14.96 | 1 |  | 1 | -13.96 |  | -13.96 | 13.08 | 1 |  | 1 | -12.08 |  | -12.08
2020-02-02 10:00 | LONG | LONG | BALP | 14.31 | 16.79 |  | 16.79 | 2.48 |  | 2.48 | 14.96 | 16.79 |  | 16.79 | 1.83 |  | 1.83 | 13.08 | 16.79 |  | 16.79 | 3.71 |  | 3.71
2020-02-02 11:00 | LONG | LONG | BALP | 14.31 | 17.01 |  | 17.01 | 2.7 |  | 2.7 | 14.96 | 17.01 |  | 17.01 | 2.05 |  | 2.05 | 13.08 | 17.01 |  | 17.01 | 3.93 |  | 3.93
2020-02-02 12:00 | LONG | LONG | BALP | 14.31 | 1 |  | 1 | -13.31 |  | -13.31 | 14.96 | 1 |  | 1 | -13.96 |  | -13.96 | 13.08 | 1 |  | 1 | -12.08 |  | -12.08
2020-02-02 13:00 | LONG | LONG | BALP | 14.31 | 1 |  | 1 | -13.31 |  | -13.31 | 14.96 | 1 |  | 1 | -13.96 |  | -13.96 | 13.08 | 1 |  | 1 | -12.08 |  | -12.08
2020-02-02 14:00 | LONG | LONG | BALP | 14.31 | 16.94 |  | 16.94 | 2.63 |  | 2.63 | 14.96 | 16.94 |  | 16.94 | 1.98 |  | 1.98 | 13.08 | 16.94 |  | 16.94 | 3.86 |  | 3.86
2020-02-02 15:00 | LONG | LONG | BALP | 14.31 | 16.99 |  | 16.99 | 2.68 |  | 2.68 | 14.96 | 16.99 |  | 16.99 | 2.03 |  | 2.03 | 13.08 | 16.99 |  | 16.99 | 3.91 |  | 3.91
2020-02-02 16:00 | LONG | LONG | BALP | 14.31 | 1 |  | 1 | -13.31 |  | -13.31 | 14.96 | 1 |  | 1 | -13.96 |  | -13.96 | 13.08 | 1 |  | 1 | -12.08 |  | -12.08
2020-02-02 17:00 | LONG | LONG | BALP | 14.31 | 18 |  | 18 | 3.69 |  | 3.69 | 14.96 | 18 |  | 18 | 3.04 |  | 3.04 | 13.08 | 18 |  | 18 | 4.92 |  | 4.92
2020-02-02 18:00 | LONG | LONG | BALP | 14.31 | 17 |  | 17 | 2.69 |  | 2.69 | 14.96 | 17 |  | 17 | 2.04 |  | 2.04 | 13.08 | 17 |  | 17 | 3.92 |  | 3.92
2020-02-02 19:00 | SHORT | SHORT | BALP | 14.31 | 18.86 | 18.86 |  | 33.17 | 33.17 |  | 14.96 | 18.86 | 18.86 |  | 33.82 | 33.82 |  | 13.08 | 18.86 | 18.86 |  | 31.94 | 31.94
2020-02-02 20:00 | LONG | LONG | VoAA | 14.31 | 17.7 |  | 17.7 | 3.39 |  | 3.39 | 14.96 | 23.06 |  | 23.06 | 8.1 |  | 8.1 | 13.08 | 18.42 |  | 18.42 | 5.34 |  | 5.34
2020-02-02 21:00 | LONG | LONG | BALP | 14.31 | 17.7 |  | 17.7 | 3.39 |  | 3.39 | 14.96 | 17.7 |  | 17.7 | 2.74 |  | 2.74 | 13.08 | 17.7 |  | 17.7 | 4.62 |  | 4.62
2020-02-02 22:00 | LONG | LONG | BALP | 14.31 | 17.73 |  | 17.73 | 3.42 |  | 3.42 | 14.96 | 17.73 |  | 17.73 | 2.77 |  | 2.77 | 13.08 | 17.73 |  | 17.73 | 4.65 |  | 4.65
2020-02-02 23:00 | SHORT | SHORT | BALP | 14.31 | 17.57 | 17.57 |  | 31.88 | 31.88 |  | 14.96 | 17.57 | 17.57 |  | 32.53 | 32.53 |  | 13.08 | 17.57 | 17.57 |  | 30.65 | 30.65
2020-02-03 | SHORT | SHORT | VoAA | 14.31 | 41.6 | 41.6 |  | 55.91 | 55.91 |  | 14.96 | 29.65 | 29.65 |  | 44.61 | 44.61 |  | 13.08 | 16.96 | 16.96 |  | 30.04 | 30.04
2020-02-03 01:00 | SHORT | SHORT | BALP | 14.31 | 16.31 | 16.31 |  | 30.62 | 30.62 |  | 14.96 | 16.31 | 16.31 |  | 31.27 | 31.27 |  | 13.08 | 16.31 | 16.31 |  | 29.39 | 29.39
2020-02-03 02:00 | SHORT | SHORT | BALP | 14.31 | 15.65 | 15.65 |  | 29.96 | 29.96 |  | 14.96 | 15.65 | 15.65 |  | 30.61 | 30.61 |  | 13.08 | 15.65 | 15.65 |  | 28.73 | 28.73
2020-02-03 03:00 | LONG | LONG | VoAA | 14.31 | 16.7 |  | 16.7 | 2.39 |  | 2.39 | 14.96 | 29.15 |  | 29.15 | 14.19 |  | 14.19 | 13.08 | 15.35 |  | 15.35 | 2.27 |  | 2.27
2020-02-03 04:00 | LONG | LONG | BALP | 14.31 | 13.2 |  | 13.2 | -1.11 |  | -1.11 | 14.96 | 13.2 |  | 13.2 | -1.76 |  | -1.76 | 13.08 | 13.2 |  | 13.2 | 0.12 |  | 0.12
2020-02-03 05:00 | LONG | LONG | BALP | 14.31 | 13.2 |  | 13.2 | -1.11 |  | -1.11 | 14.96 | 13.2 |  | 13.2 | -1.76 |  | -1.76 | 13.08 | 13.2 |  | 13.2 | 0.12 |  | 0.12
2020-02-03 06:00 | SHORT | LONG | BALP | 14.31 | 41.6 | 41.6 |  | 55.91 | 55.91 |  | 14.96 | 41.6 | 41.6 |  | 56.56 | 56.56 |  | 13.08 | 17.58 |  | 17.58 | 4.5 |  | 4.5
2020-02-03 07:00 | SHORT | SHORT | BALP | 14.31 | 60 | 60 |  | 74.31 | 74.31 |  | 14.96 | 60 | 60 |  | 74.96 | 74.96 |  | 13.08 | 60 | 60 |  | 73.08 | 73.08
2020-02-03 08:00 | LONG | LONG | BALP | 14.31 | 16 |  | 16 | 1.69 |  | 1.69 | 14.96 | 16 |  | 16 | 1.04 |  | 1.04 | 13.08 | 16 |  | 16 | 2.92 |  | 2.92
2020-02-03 09:00 | SHORT | SHORT | BALP | 14.31 | 47.1 | 47.1 |  | 61.41 | 61.41 |  | 14.96 | 47.1 | 47.1 |  | 62.06 | 62.06 |  | 13.08 | 47.1 | 47.1 |  | 60.18 | 60.18
2020-02-03 10:00 | LONG | LONG | BALP | 14.31 | 15.2 |  | 15.2 | 0.89 |  | 0.89 | 14.96 | 15.2 |  | 15.2 | 0.24 |  | 0.24 | 13.08 | 15.2 |  | 15.2 | 2.12 |  | 2.12
2020-02-03 11:00 | SHORT | SHORT | BALP | 14.31 | 42.6 | 42.6 |  | 56.91 | 56.91 |  | 14.96 | 42.6 | 42.6 |  | 57.56 | 57.56 |  | 13.08 | 42.6 | 42.6 |  | 55.68 | 55.68
2020-02-03 12:00 | LONG | LONG | BALP | 14.31 | 32.18 |  | 32.18 | 17.87 |  | 17.87 | 14.96 | 32.18 |  | 32.18 | 17.22 |  | 17.22 | 13.08 | 32.18 |  | 32.18 | 19.1 |  | 19.1
2020-02-03 13:00 | LONG | LONG | BALP | 14.31 | 25.99 |  | 25.99 | 11.68 |  | 11.68 | 14.96 | 25.99 |  | 25.99 | 11.03 |  | 11.03 | 13.08 | 25.99 |  | 25.99 | 12.91 |  | 12.91
2020-02-03 14:00 | LONG | LONG | BALP | 14.31 | 23.7 |  | 23.7 | 9.39 |  | 9.39 | 14.96 | 23.7 |  | 23.7 | 8.74 |  | 8.74 | 13.08 | 23.7 |  | 23.7 | 10.62 |  | 10.62
2020-02-03 15:00 | LONG | LONG | BALP | 14.31 | 28.7 |  | 28.7 | 14.39 |  | 14.39 | 14.96 | 28.7 |  | 28.7 | 13.74 |  | 13.74 | 13.08 | 28.7 |  | 28.7 | 15.62 |  | 15.62
2020-02-03 16:00 | LONG | LONG | BALP | 14.31 | 28.7 |  | 28.7 | 14.39 |  | 14.39 | 14.96 | 28.7 |  | 28.7 | 13.74 |  | 13.74 | 13.08 | 28.7 |  | 28.7 | 15.62 |  | 15.62
2020-02-03 17:00 | SHORT | SHORT | BALP | 14.31 | 46.4 | 46.4 |  | 60.71 | 60.71 |  | 14.96 | 46.4 | 46.4 |  | 61.36 | 61.36 |  | 13.08 | 46.4 | 46.4 |  | 59.48 | 59.48
2020-02-03 18:00 | SHORT | SHORT | BALP | 14.31 | 70.7 | 70.7 |  | 85.01 | 85.01 |  | 14.96 | 70.7 | 70.7 |  | 85.66 | 85.66 |  | 13.08 | 70.7 | 70.7 |  | 83.78 | 83.78
2020-02-03 19:00 | SHORT | SHORT | BALP | 14.31 | 44.5 | 44.5 |  | 58.81 | 58.81 |  | 14.96 | 44.5 | 44.5 |  | 59.46 | 59.46 |  | 13.08 | 44.5 | 44.5 |  | 57.58 | 57.58
2020-02-03 20:00 | SHORT | SHORT | BALP | 14.31 | 93 | 93 |  | 107.31 | 107.31 |  | 14.96 | 93 | 93 |  | 107.96 | 107.96 |  | 13.08 | 93 | 93 |  | 106.08 | 106.08
2020-02-03 21:00 | SHORT | SHORT | BALP | 14.31 | 52.4 | 52.4 |  | 66.71 | 66.71 |  | 14.96 | 52.4 | 52.4 |  | 67.36 | 67.36 |  | 13.08 | 52.4 | 52.4 |  | 65.48 | 65.48
2020-02-03 22:00 | LONG | LONG | VoAA | 14.31 | 38.1 |  | 38.1 | 23.79 |  | 23.79 | 14.96 | 33.69 |  | 33.69 | 18.73 |  | 18.73 | 13.08 | 19.27 |  | 19.27 | 6.19 |  | 6.19
2020-02-03 23:00 | LONG | LONG | VoAA | 14.31 | 38.1 |  | 38.1 | 23.79 |  | 23.79 | 14.96 | 39.85 |  | 39.85 | 24.89 |  | 24.89 | 13.08 | 21.41 |  | 21.41 | 8.33 |  | 8.33
2020-02-04 | LONG | LONG | VoAA | 14.31 | 33.7 |  | 33.7 | 19.39 |  | 19.39 | 14.96 | 37.7 |  | 37.7 | 22.74 |  | 22.74 | 13.08 | 20.53 |  | 20.53 | 7.45 |  | 7.45
2020-02-04 01:00 | SHORT | SHORT | BALP | 14.31 | 55 | 55 |  | 69.31 | 69.31 |  | 14.96 | 55 | 55 |  | 69.96 | 69.96 |  | 13.08 | 55 | 55 |  | 68.08 | 68.08
2020-02-04 02:00 | SHORT | SHORT | BALP | 14.31 | 50.7 | 50.7 |  | 65.01 | 65.01 |  | 14.96 | 50.7 | 50.7 |  | 65.66 | 65.66 |  | 13.08 | 50.7 | 50.7 |  | 63.78 | 63.78
2020-02-04 03:00 | SHORT | SHORT | BALP | 14.31 | 50.7 | 50.7 |  | 65.01 | 65.01 |  | 14.96 | 50.7 | 50.7 |  | 65.66 | 65.66 |  | 13.08 | 50.7 | 50.7 |  | 63.78 | 63.78
2020-02-04 04:00 | SHORT | LONG | BALP | 14.31 | 50.7 | 50.7 |  | 65.01 | 65.01 |  | 14.96 | 50.7 | 50.7 |  | 65.66 | 65.66 |  | 13.08 | 16.07 |  | 16.07 | 2.99 |  | 2.99
2020-02-04 05:00 | SHORT | SHORT | BALP | 14.31 | 60 | 60 |  | 74.31 | 74.31 |  | 14.96 | 60 | 60 |  | 74.96 | 74.96 |  | 13.08 | 60 | 60 |  | 73.08 | 73.08
2020-02-04 06:00 | SHORT | SHORT | BALP | 14.31 | 60 | 60 |  | 74.31 | 74.31 |  | 14.96 | 60 | 60 |  | 74.96 | 74.96 |  | 13.08 | 60 | 60 |  | 73.08 | 73.08
2020-02-04 07:00 | SHORT | SHORT | BALP | 14.31 | 199 | 199 |  | 213.31 | 213.31 |  | 14.96 | 199 | 199 |  | 213.96 | 213.96 |  | 13.08 | 199 | 199 |  | 212.08 | 212.08
2020-02-04 08:00 | LONG | LONG | BALP | 14.31 | 54.62 |  | 54.62 | 40.31 |  | 40.31 | 14.96 | 54.62 |  | 54.62 | 39.66 |  | 39.66 | 13.08 | 54.62 |  | 54.62 | 41.54 |  | 41.54
2020-02-04 09:00 | LONG | LONG | BALP | 14.31 | 56.19 |  | 56.19 | 41.88 |  | 41.88 | 14.96 | 56.19 |  | 56.19 | 41.23 |  | 41.23 | 13.08 | 56.19 |  | 56.19 | 43.11 |  | 43.11
2020-02-04 10:00 | LONG | LONG | BALP | 14.31 | 27.9 |  | 27.9 | 13.59 |  | 13.59 | 14.96 | 27.9 |  | 27.9 | 12.94 |  | 12.94 | 13.08 | 27.9 |  | 27.9 | 14.82 |  | 14.82
2020-02-04 11:00 | LONG | LONG | BALP | 14.31 | 27.9 |  | 27.9 | 13.59 |  | 13.59 | 14.96 | 27.9 |  | 27.9 | 12.94 |  | 12.94 | 13.08 | 27.9 |  | 27.9 | 14.82 |  | 14.82
2020-02-04 12:00 | LONG | LONG | BALP | 14.31 | 27.9 |  | 27.9 | 13.59 |  | 13.59 | 14.96 | 27.9 |  | 27.9 | 12.94 |  | 12.94 | 13.08 | 27.9 |  | 27.9 | 14.82 |  | 14.82
2020-02-04 13:00 | LONG | LONG | BALP | 14.31 | 27.9 |  | 27.9 | 13.59 |  | 13.59 | 14.96 | 27.9 |  | 27.9 | 12.94 |  | 12.94 | 13.08 | 27.9 |  | 27.9 | 14.82 |  | 14.82
2020-02-04 14:00 | LONG | LONG | BALP | 14.31 | 27.9 |  | 27.9 | 13.59 |  | 13.59 | 14.96 | 27.9 |  | 27.9 | 12.94 |  | 12.94 | 13.08 | 27.9 |  | 27.9 | 14.82 |  | 14.82
2020-02-04 15:00 | LONG | LONG | BALP | 14.31 | 27.9 |  | 27.9 | 13.59 |  | 13.59 | 14.96 | 27.9 |  | 27.9 | 12.94 |  | 12.94 | 13.08 | 27.9 |  | 27.9 | 14.82 |  | 14.82
2020-02-04 16:00 | LONG | LONG | BALP | 14.31 | 20 |  | 20 | 5.69 |  | 5.69 | 14.96 | 20 |  | 20 | 5.04 |  | 5.04 | 13.08 | 20 |  | 20 | 6.92 |  | 6.92
2020-02-04 17:00 | LONG | LONG | BALP | 14.31 | 22.9 |  | 22.9 | 8.59 |  | 8.59 | 14.96 | 22.9 |  | 22.9 | 7.94 |  | 7.94 | 13.08 | 22.9 |  | 22.9 | 9.82 |  | 9.82
2020-02-04 18:00 | SHORT | SHORT | BALP | 14.31 | 80 | 80 |  | 94.31 | 94.31 |  | 14.96 | 80 | 80 |  | 94.96 | 94.96 |  | 13.08 | 80 | 80 |  | 93.08 | 93.08
2020-02-04 19:00 | SHORT | SHORT | BALP | 14.31 | 95 | 95 |  | 109.31 | 109.31 |  | 14.96 | 95 | 95 |  | 109.96 | 109.96 |  | 13.08 | 95 | 95 |  | 108.08 | 108.08
2020-02-04 20:00 | SHORT | SHORT | BALP | 14.31 | 93 | 93 |  | 107.31 | 107.31 |  | 14.96 | 93 | 93 |  | 107.96 | 107.96 |  | 13.08 | 93 | 93 |  | 106.08 | 106.08
2020-02-04 21:00 | SHORT | SHORT | BALP | 14.31 | 80 | 80 |  | 94.31 | 94.31 |  | 14.96 | 80 | 80 |  | 94.96 | 94.96 |  | 13.08 | 80 | 80 |  | 93.08 | 93.08
2020-02-04 22:00 | SHORT | SHORT | VoAA | 14.31 | 29.12 | 29.12 |  | 43.43 | 43.43 |  | 14.96 | 17.06 | 17.06 |  | 32.02 | 32.02 |  | 13.08 | 19.12 | 19.12 |  | 32.2 | 32.2
2020-02-04 23:00 | SHORT | SHORT | BALP | 14.31 | 60 | 60 |  | 74.31 | 74.31 |  | 14.96 | 60 | 60 |  | 74.96 | 74.96 |  | 13.08 | 60 | 60 |  | 73.08 | 73.08
2020-02-05 | SHORT | SHORT | BALP | 14.31 | 50.1 | 50.1 |  | 64.41 | 64.41 |  | 14.96 | 50.1 | 50.1 |  | 65.06 | 65.06 |  | 13.08 | 50.1 | 50.1 |  | 63.18 | 63.18
2020-02-05 01:00 | SHORT | SHORT | BALP | 14.31 | 55 | 55 |  | 69.31 | 69.31 |  | 14.96 | 55 | 55 |  | 69.96 | 69.96 |  | 13.08 | 55 | 55 |  | 68.08 | 68.08
2020-02-05 02:00 | SHORT | SHORT | VoAA | 14.31 | 41.1 | 41.1 |  | 55.41 | 55.41 |  | 14.96 | 21.36 | 21.36 |  | 36.32 | 36.32 |  | 13.08 | 16.08 | 16.08 |  | 29.16 | 29.16
2020-02-05 03:00 | SHORT | SHORT | BALP | 14.31 | 55 | 55 |  | 69.31 | 69.31 |  | 14.96 | 55 | 55 |  | 69.96 | 69.96 |  | 13.08 | 55 | 55 |  | 68.08 | 68.08
2020-02-05 04:00 | SHORT | SHORT | BALP | 14.31 | 55 | 55 |  | 69.31 | 69.31 |  | 14.96 | 55 | 55 |  | 69.96 | 69.96 |  | 13.08 | 55 | 55 |  | 68.08 | 68.08
2020-02-05 05:00 | SHORT | SHORT | BALP | 14.31 | 60 | 60 |  | 74.31 | 74.31 |  | 14.96 | 60 | 60 |  | 74.96 | 74.96 |  | 13.08 | 60 | 60 |  | 73.08 | 73.08
2020-02-05 06:00 | SHORT | SHORT | BALP | 14.31 | 50.1 | 50.1 |  | 64.41 | 64.41 |  | 14.96 | 50.1 | 50.1 |  | 65.06 | 65.06 |  | 13.08 | 50.1 | 50.1 |  | 63.18 | 63.18
2020-02-05 07:00 | SHORT | SHORT | BALP | 14.31 | 95 | 95 |  | 109.31 | 109.31 |  | 14.96 | 95 | 95 |  | 109.96 | 109.96 |  | 13.08 | 95 | 95 |  | 108.08 | 108.08
2020-02-05 08:00 | SHORT | SHORT | BALP | 14.31 | 95 | 95 |  | 109.31 | 109.31 |  | 14.96 | 95 | 95 |  | 109.96 | 109.96 |  | 13.08 | 95 | 95 |  | 108.08 | 108.08
2020-02-05 09:00 | SHORT | SHORT | BALP | 14.31 | 95 | 95 |  | 109.31 | 109.31 |  | 14.96 | 95 | 95 |  | 109.96 | 109.96 |  | 13.08 | 95 | 95 |  | 108.08 | 108.08
2020-02-05 10:00 | SHORT | LONG | BALP | 14.31 | 52 | 52 |  | 66.31 | 66.31 |  | 14.96 | 52 | 52 |  | 66.96 | 66.96 |  | 13.08 | 39.76 |  | 39.76 | 26.68 |  | 26.68
2020-02-05 11:00 | SHORT | SHORT | BALP | 14.31 | 90 | 90 |  | 104.31 | 104.31 |  | 14.96 | 90 | 90 |  | 104.96 | 104.96 |  | 13.08 | 90 | 90 |  | 103.08 | 103.08
2020-02-05 12:00 | SHORT | SHORT | BALP | 14.31 | 35.4 | 35.4 |  | 49.71 | 49.71 |  | 14.96 | 35.4 | 35.4 |  | 50.36 | 50.36 |  | 13.08 | 35.4 | 35.4 |  | 48.48 | 48.48
2020-02-05 13:00 | SHORT | SHORT | BALP | 14.31 | 44.4 | 44.4 |  | 58.71 | 58.71 |  | 14.96 | 44.4 | 44.4 |  | 59.36 | 59.36 |  | 13.08 | 44.4 | 44.4 |  | 57.48 | 57.48
2020-02-05 14:00 | LONG | LONG | BALP | 14.31 | 14 |  | 14 | -0.31 |  | -0.31 | 14.96 | 14 |  | 14 | -0.96 |  | -0.96 | 13.08 | 14 |  | 14 | 0.92 |  | 0.92
2020-02-05 15:00 | LONG | LONG | BALP | 14.31 | 14 |  | 14 | -0.31 |  | -0.31 | 14.96 | 14 |  | 14 | -0.96 |  | -0.96 | 13.08 | 14 |  | 14 | 0.92 |  | 0.92
2020-02-05 16:00 | LONG | LONG | BALP | 14.31 | 15 |  | 15 | 0.69 |  | 0.69 | 14.96 | 15 |  | 15 | 0.04 |  | 0.04 | 13.08 | 15 |  | 15 | 1.92 |  | 1.92
2020-02-05 17:00 | LONG | LONG | BALP | 14.31 | 17.4 |  | 17.4 | 3.09 |  | 3.09 | 14.96 | 17.4 |  | 17.4 | 2.44 |  | 2.44 | 13.08 | 17.4 |  | 17.4 | 4.32 |  | 4.32
2020-02-05 18:00 | LONG | LONG | BALP | 14.31 | 27.4 |  | 27.4 | 13.09 |  | 13.09 | 14.96 | 27.4 |  | 27.4 | 12.44 |  | 12.44 | 13.08 | 27.4 |  | 27.4 | 14.32 |  | 14.32
2020-02-05 19:00 | LONG | LONG | BALP | 14.31 | 12.8 |  | 12.8 | -1.51 |  | -1.51 | 14.96 | 12.8 |  | 12.8 | -2.16 |  | -2.16 | 13.08 | 12.8 |  | 12.8 | -0.28 |  | -0.28
2020-02-05 20:00 | LONG | LONG | BALP | 14.31 | 12.24 |  | 12.24 | -2.07 |  | -2.07 | 14.96 | 12.24 |  | 12.24 | -2.72 |  | -2.72 | 13.08 | 12.24 |  | 12.24 | -0.84 |  | -0.84
2020-02-05 21:00 | LONG | LONG | BALP | 14.31 | 5 |  | 5 | -9.31 |  | -9.31 | 14.96 | 5 |  | 5 | -9.96 |  | -9.96 | 13.08 | 5 |  | 5 | -8.08 |  | -8.08
2020-02-05 22:00 | LONG | LONG | BALP | 14.31 | 12 |  | 12 | -2.31 |  | -2.31 | 14.96 | 12 |  | 12 | -2.96 |  | -2.96 | 13.08 | 12 |  | 12 | -1.08 |  | -1.08
2020-02-05 23:00 | LONG | LONG | BALP | 14.31 | 12 |  | 12 | -2.31 |  | -2.31 | 14.96 | 12 |  | 12 | -2.96 |  | -2.96 | 13.08 | 12 |  | 12 | -1.08 |  | -1.08
2020-02-06 | LONG | LONG | BALP | 14.31 | 11.75 |  | 11.75 | -2.56 |  | -2.56 | 14.96 | 11.75 |  | 11.75 | -3.21 |  | -3.21 | 13.08 | 11.75 |  | 11.75 | -1.33 |  | -1.33
2020-02-06 01:00 | SHORT | SHORT | BALP | 14.31 | 14.71 | 14.71 |  | 29.02 | 29.02 |  | 14.96 | 14.71 | 14.71 |  | 29.67 | 29.67 |  | 13.08 | 14.71 | 14.71 |  | 27.79 | 27.79
2020-02-06 02:00 | SHORT | SHORT | VoAA | 14.31 | 41.2 | 41.2 |  | 55.51 | 55.51 |  | 14.96 | 20.6 | 20.6 |  | 35.56 | 35.56 |  | 13.08 | 14.6 | 14.6 |  | 27.68 | 27.68
2020-02-06 03:00 | LONG | LONG | VoAA | 14.31 | 0 |  | 0 | -14.31 |  | -14.31 | 14.96 | 20.6 |  | 20.6 | 5.64 |  | 5.64 | 13.08 | 14.52 |  | 14.52 | 1.44 |  | 1.44
2020-02-06 04:00 | SHORT | SHORT | VoAA | 14.31 | 41.2 | 41.2 |  | 55.51 | 55.51 |  | 14.96 | 40.2 | 40.2 |  | 55.16 | 55.16 |  | 13.08 | 14.7 | 14.7 |  | 27.78 | 27.78
2020-02-06 05:00 | SHORT | SHORT | VoAA | 14.31 | 41.2 | 41.2 |  | 55.51 | 55.51 |  | 14.96 | 40.2 | 40.2 |  | 55.16 | 55.16 |  | 13.08 | 15.13 | 15.13 |  | 28.21 | 28.21
2020-02-06 06:00 | SHORT | LONG | BALP | 14.31 | 41.2 | 41.2 |  | 55.51 | 55.51 |  | 14.96 | 41.2 | 41.2 |  | 56.16 | 56.16 |  | 13.08 | 18.06 |  | 18.06 | 4.98 |  | 4.98
2020-02-06 07:00 | SHORT | SHORT | BALP | 14.31 | 45 | 45 |  | 59.31 | 59.31 |  | 14.96 | 45 | 45 |  | 59.96 | 59.96 |  | 13.08 | 45 | 45 |  | 58.08 | 58.08
2020-02-06 08:00 | SHORT | SHORT | BALP | 14.31 | 39.3 | 39.3 |  | 53.61 | 53.61 |  | 14.96 | 39.3 | 39.3 |  | 54.26 | 54.26 |  | 13.08 | 39.3 | 39.3 |  | 52.38 | 52.38
2020-02-06 09:00 | SHORT | SHORT | BALP | 14.31 | 95 | 95 |  | 109.31 | 109.31 |  | 14.96 | 95 | 95 |  | 109.96 | 109.96 |  | 13.08 | 95 | 95 |  | 108.08 | 108.08
2020-02-06 10:00 | SHORT | SHORT | BALP | 14.31 | 75.2 | 75.2 |  | 89.51 | 89.51 |  | 14.96 | 75.2 | 75.2 |  | 90.16 | 90.16 |  | 13.08 | 75.2 | 75.2 |  | 88.28 | 88.28
2020-02-06 11:00 | SHORT | SHORT | BALP | 14.31 | 55.2 | 55.2 |  | 69.51 | 69.51 |  | 14.96 | 55.2 | 55.2 |  | 70.16 | 70.16 |  | 13.08 | 55.2 | 55.2 |  | 68.28 | 68.28
2020-02-06 12:00 | LONG | LONG | BALP | 14.31 | 20.88 |  | 20.88 | 6.57 |  | 6.57 | 14.96 | 20.88 |  | 20.88 | 5.92 |  | 5.92 | 13.08 | 20.88 |  | 20.88 | 7.8 |  | 7.8
2020-02-06 13:00 | LONG | LONG | BALP | 14.31 | 22.62 |  | 22.62 | 8.31 |  | 8.31 | 14.96 | 22.62 |  | 22.62 | 7.66 |  | 7.66 | 13.08 | 22.62 |  | 22.62 | 9.54 |  | 9.54
2020-02-06 14:00 | LONG | LONG | BALP | 14.31 | 19.94 |  | 19.94 | 5.63 |  | 5.63 | 14.96 | 19.94 |  | 19.94 | 4.98 |  | 4.98 | 13.08 | 19.94 |  | 19.94 | 6.86 |  | 6.86
2020-02-06 15:00 | LONG | LONG | BALP | 14.31 | 25.98 |  | 25.98 | 11.67 |  | 11.67 | 14.96 | 25.98 |  | 25.98 | 11.02 |  | 11.02 | 13.08 | 25.98 |  | 25.98 | 12.9 |  | 12.9
2020-02-06 16:00 | LONG | LONG | BALP | 14.31 | 20 |  | 20 | 5.69 |  | 5.69 | 14.96 | 20 |  | 20 | 5.04 |  | 5.04 | 13.08 | 20 |  | 20 | 6.92 |  | 6.92
2020-02-06 17:00 | LONG | LONG | BALP | 14.31 | 28.11 |  | 28.11 | 13.8 |  | 13.8 | 14.96 | 28.11 |  | 28.11 | 13.15 |  | 13.15 | 13.08 | 28.11 |  | 28.11 | 15.03 |  | 15.03
2020-02-06 18:00 | SHORT | SHORT | BALP | 14.31 | 53.8 | 53.8 |  | 68.11 | 68.11 |  | 14.96 | 53.8 | 53.8 |  | 68.76 | 68.76 |  | 13.08 | 53.8 | 53.8 |  | 66.88 | 66.88
2020-02-06 19:00 | SHORT | SHORT | BALP | 14.31 | 66.9 | 66.9 |  | 81.21 | 81.21 |  | 14.96 | 66.9 | 66.9 |  | 81.86 | 81.86 |  | 13.08 | 66.9 | 66.9 |  | 79.98 | 79.98
2020-02-06 20:00 | SHORT | SHORT | BALP | 14.31 | 55.4 | 55.4 |  | 69.71 | 69.71 |  | 14.96 | 55.4 | 55.4 |  | 70.36 | 70.36 |  | 13.08 | 55.4 | 55.4 |  | 68.48 | 68.48
2020-02-06 21:00 | SHORT | SHORT | BALP | 14.31 | 55.4 | 55.4 |  | 69.71 | 69.71 |  | 14.96 | 55.4 | 55.4 |  | 70.36 | 70.36 |  | 13.08 | 55.4 | 55.4 |  | 68.48 | 68.48
2020-02-06 22:00 | SHORT | SHORT | BALP | 14.31 | 55.2 | 55.2 |  | 69.51 | 69.51 |  | 14.96 | 55.2 | 55.2 |  | 70.16 | 70.16 |  | 13.08 | 55.2 | 55.2 |  | 68.28 | 68.28
2020-02-06 23:00 | SHORT | SHORT | BALP | 14.31 | 60 | 60 |  | 74.31 | 74.31 |  | 14.96 | 60 | 60 |  | 74.96 | 74.96 |  | 13.08 | 60 | 60 |  | 73.08 | 73.08
2020-02-07 | SHORT | SHORT | BALP | 14.31 | 55.6 | 55.6 |  | 69.91 | 69.91 |  | 14.96 | 55.6 | 55.6 |  | 70.56 | 70.56 |  | 13.08 | 55.6 | 55.6 |  | 68.68 | 68.68
2020-02-07 01:00 | SHORT | SHORT | BALP | 14.31 | 55.6 | 55.6 |  | 69.91 | 69.91 |  | 14.96 | 55.6 | 55.6 |  | 70.56 | 70.56 |  | 13.08 | 55.6 | 55.6 |  | 68.68 | 68.68
2020-02-07 02:00 | SHORT | SHORT | BALP | 14.31 | 55.6 | 55.6 |  | 69.91 | 69.91 |  | 14.96 | 55.6 | 55.6 |  | 70.56 | 70.56 |  | 13.08 | 55.6 | 55.6 |  | 68.68 | 68.68
2020-02-07 03:00 | SHORT | SHORT | BALP | 14.31 | 55.6 | 55.6 |  | 69.91 | 69.91 |  | 14.96 | 55.6 | 55.6 |  | 70.56 | 70.56 |  | 13.08 | 55.6 | 55.6 |  | 68.68 | 68.68
2020-02-07 04:00 | SHORT | SHORT | BALP | 14.31 | 55.6 | 55.6 |  | 69.91 | 69.91 |  | 14.96 | 55.6 | 55.6 |  | 70.56 | 70.56 |  | 13.08 | 55.6 | 55.6 |  | 68.68 | 68.68
2020-02-07 05:00 | SHORT | SHORT | BALP | 14.31 | 60 | 60 |  | 74.31 | 74.31 |  | 14.96 | 60 | 60 |  | 74.96 | 74.96 |  | 13.08 | 60 | 60 |  | 73.08 | 73.08
2020-02-07 06:00 | SHORT | LONG | BALP | 14.31 | 50.9 | 50.9 |  | 65.21 | 65.21 |  | 14.96 | 50.9 | 50.9 |  | 65.86 | 65.86 |  | 13.08 | 43.21 |  | 43.21 | 30.13 |  | 30.13
2020-02-07 07:00 | SHORT | LONG | BALP | 14.31 | 60.71 | 60.71 |  | 75.02 | 75.02 |  | 14.96 | 60.71 | 60.71 |  | 75.67 | 75.67 |  | 13.08 | 50.71 |  | 50.71 | 37.63 |  | 37.63
2020-02-07 08:00 | SHORT | LONG | BALP | 14.31 | 47.87 | 47.87 |  | 62.18 | 62.18 |  | 14.96 | 47.87 | 47.87 |  | 62.83 | 62.83 |  | 13.08 | 53.6 |  | 53.6 | 40.52 |  | 40.52
2020-02-07 09:00 | LONG | LONG | VoAA | 14.31 | 33.9 |  | 33.9 | 19.59 |  | 19.59 | 14.96 | 34.9 |  | 34.9 | 19.94 |  | 19.94 | 13.08 | 56.96 |  | 56.96 | 43.88 |  | 43.88
2020-02-07 10:00 | SHORT | SHORT | BALP | 14.31 | 80 | 80 |  | 94.31 | 94.31 |  | 14.96 | 80 | 80 |  | 94.96 | 94.96 |  | 13.08 | 80 | 80 |  | 93.08 | 93.08
2020-02-07 11:00 | SHORT | SHORT | BALP | 14.31 | 50.2 | 50.2 |  | 64.51 | 64.51 |  | 14.96 | 50.2 | 50.2 |  | 65.16 | 65.16 |  | 13.08 | 50.2 | 50.2 |  | 63.28 | 63.28
2020-02-07 12:00 | LONG | LONG | BALP | 14.31 | 27.9 |  | 27.9 | 13.59 |  | 13.59 | 14.96 | 27.9 |  | 27.9 | 12.94 |  | 12.94 | 13.08 | 27.9 |  | 27.9 | 14.82 |  | 14.82
2020-02-07 13:00 | LONG | LONG | VoAA | 14.31 | 33.9 |  | 33.9 | 19.59 |  | 19.59 | 14.96 | 34.9 |  | 34.9 | 19.94 |  | 19.94 | 13.08 | 30.01 |  | 30.01 | 16.93 |  | 16.93
2020-02-07 14:00 | SHORT | LONG | BALP | 14.31 | 49.9 | 49.9 |  | 64.21 | 64.21 |  | 14.96 | 49.9 | 49.9 |  | 64.86 | 64.86 |  | 13.08 | 28.27 |  | 28.27 | 15.19 |  | 15.19
2020-02-07 15:00 | SHORT | SHORT | BALP | 14.31 | 94 | 94 |  | 108.31 | 108.31 |  | 14.96 | 94 | 94 |  | 108.96 | 108.96 |  | 13.08 | 94 | 94 |  | 107.08 | 107.08
2020-02-07 16:00 | LONG | LONG | VoAA | 14.31 | 33.9 |  | 33.9 | 19.59 |  | 19.59 | 14.96 | 34.9 |  | 34.9 | 19.94 |  | 19.94 | 13.08 | 46.7 |  | 46.7 | 33.62 |  | 33.62
2020-02-07 17:00 | SHORT | SHORT | VoAA | 14.31 | 55.1 | 55.1 |  | 69.41 | 69.41 |  | 14.96 | 44.5 | 44.5 |  | 59.46 | 59.46 |  | 13.08 | 46.71 | 46.71 |  | 59.79 | 59.79
2020-02-07 18:00 | SHORT | SHORT | BALP | 14.31 | 56.7 | 56.7 |  | 71.01 | 71.01 |  | 14.96 | 56.7 | 56.7 |  | 71.66 | 71.66 |  | 13.08 | 56.7 | 56.7 |  | 69.78 | 69.78
2020-02-07 19:00 | SHORT | SHORT | BALP | 14.31 | 94 | 94 |  | 108.31 | 108.31 |  | 14.96 | 94 | 94 |  | 108.96 | 108.96 |  | 13.08 | 94 | 94 |  | 107.08 | 107.08
2020-02-07 20:00 | SHORT | SHORT | BALP | 14.31 | 50.9 | 50.9 |  | 65.21 | 65.21 |  | 14.96 | 50.9 | 50.9 |  | 65.86 | 65.86 |  | 13.08 | 50.9 | 50.9 |  | 63.98 | 63.98
2020-02-07 21:00 | SHORT | SHORT | VoAA | 14.31 | 41.6 | 41.6 |  | 55.91 | 55.91 |  | 14.96 | 21.8 | 21.8 |  | 36.76 | 36.76 |  | 13.08 | 27.08 | 27.08 |  | 40.16 | 40.16
2020-02-07 22:00 | SHORT | SHORT | BALP | 14.31 | 41.6 | 41.6 |  | 55.91 | 55.91 |  | 14.96 | 41.6 | 41.6 |  | 56.56 | 56.56 |  | 13.08 | 41.6 | 41.6 |  | 54.68 | 54.68
2020-02-07 23:00 | LONG | LONG | BALP | 14.31 | 17.54 |  | 17.54 | 3.23 |  | 3.23 | 14.96 | 17.54 |  | 17.54 | 2.58 |  | 2.58 | 13.08 | 17.54 |  | 17.54 | 4.46 |  | 4.46
2020-02-08 | LONG | LONG | BALP | 14.31 | 14.67 |  | 14.67 | 0.36 |  | 0.36 | 14.96 | 14.67 |  | 14.67 | -0.29 |  | -0.29 | 13.08 | 14.67 |  | 14.67 | 1.59 |  | 1.59
2020-02-08 01:00 | SHORT | SHORT | VoAA | 14.31 | 45 | 45 |  | 59.31 | 59.31 |  | 14.96 | 46.7 | 46.7 |  | 61.66 | 61.66 |  | 13.08 | 26.71 | 26.71 |  | 39.79 | 39.79
2020-02-08 02:00 | SHORT | SHORT | BALP | 14.31 | 45 | 45 |  | 59.31 | 59.31 |  | 14.96 | 45 | 45 |  | 59.96 | 59.96 |  | 13.08 | 45 | 45 |  | 58.08 | 58.08
2020-02-08 03:00 | SHORT | SHORT | BALP | 14.31 | 50 | 50 |  | 64.31 | 64.31 |  | 14.96 | 50 | 50 |  | 64.96 | 64.96 |  | 13.08 | 50 | 50 |  | 63.08 | 63.08
2020-02-08 04:00 | SHORT | SHORT | BALP | 14.31 | 50 | 50 |  | 64.31 | 64.31 |  | 14.96 | 50 | 50 |  | 64.96 | 64.96 |  | 13.08 | 50 | 50 |  | 63.08 | 63.08
2020-02-08 05:00 | LONG | LONG | VoAA | 14.31 | 48.4 |  | 48.4 | 34.09 |  | 34.09 | 14.96 | 46.7 |  | 46.7 | 31.74 |  | 31.74 | 13.08 | 13.11 |  | 13.11 | 0.03 |  | 0.03
2020-02-08 06:00 | SHORT | SHORT | BALP | 14.31 | 59.4 | 59.4 |  | 73.71 | 73.71 |  | 14.96 | 59.4 | 59.4 |  | 74.36 | 74.36 |  | 13.08 | 59.4 | 59.4 |  | 72.48 | 72.48
2020-02-08 07:00 | SHORT | SHORT | BALP | 14.31 | 50 | 50 |  | 64.31 | 64.31 |  | 14.96 | 50 | 50 |  | 64.96 | 64.96 |  | 13.08 | 50 | 50 |  | 63.08 | 63.08
2020-02-08 08:00 | SHORT | SHORT | BALP | 14.31 | 60 | 60 |  | 74.31 | 74.31 |  | 14.96 | 60 | 60 |  | 74.96 | 74.96 |  | 13.08 | 60 | 60 |  | 73.08 | 73.08
2020-02-08 09:00 | SHORT | SHORT | BALP | 14.31 | 59.4 | 59.4 |  | 73.71 | 73.71 |  | 14.96 | 59.4 | 59.4 |  | 74.36 | 74.36 |  | 13.08 | 59.4 | 59.4 |  | 72.48 | 72.48
2020-02-08 10:00 | SHORT | SHORT | BALP | 14.31 | 60 | 60 |  | 74.31 | 74.31 |  | 14.96 | 60 | 60 |  | 74.96 | 74.96 |  | 13.08 | 60 | 60 |  | 73.08 | 73.08
2020-02-08 11:00 | SHORT | SHORT | BALP | 14.31 | 60 | 60 |  | 74.31 | 74.31 |  | 14.96 | 60 | 60 |  | 74.96 | 74.96 |  | 13.08 | 60 | 60 |  | 73.08 | 73.08
2020-02-08 12:00 | SHORT | SHORT | BALP | 14.31 | 63 | 63 |  | 77.31 | 77.31 |  | 14.96 | 63 | 63 |  | 77.96 | 77.96 |  | 13.08 | 63 | 63 |  | 76.08 | 76.08
2020-02-08 13:00 | SHORT | SHORT | BALP | 14.31 | 59.4 | 59.4 |  | 73.71 | 73.71 |  | 14.96 | 59.4 | 59.4 |  | 74.36 | 74.36 |  | 13.08 | 59.4 | 59.4 |  | 72.48 | 72.48
2020-02-08 14:00 | SHORT | SHORT | BALP | 14.31 | 64.4 | 64.4 |  | 78.71 | 78.71 |  | 14.96 | 64.4 | 64.4 |  | 79.36 | 79.36 |  | 13.08 | 64.4 | 64.4 |  | 77.48 | 77.48
2020-02-08 15:00 | SHORT | SHORT | BALP | 14.31 | 65 | 65 |  | 79.31 | 79.31 |  | 14.96 | 65 | 65 |  | 79.96 | 79.96 |  | 13.08 | 65 | 65 |  | 78.08 | 78.08
2020-02-08 16:00 | SHORT | LONG | BALP | 14.31 | 64.4 | 64.4 |  | 78.71 | 78.71 |  | 14.96 | 64.4 | 64.4 |  | 79.36 | 79.36 |  | 13.08 | 27.03 |  | 27.03 | 13.95 |  | 13.95
2020-02-08 17:00 | LONG | LONG | BALP | 14.31 | 14.39 |  | 14.39 | 0.08 |  | 0.08 | 14.96 | 14.39 |  | 14.39 | -0.57 |  | -0.57 | 13.08 | 14.39 |  | 14.39 | 1.31 |  | 1.31
2020-02-08 18:00 | SHORT | SHORT | BALP | 14.31 | 70 | 70 |  | 84.31 | 84.31 |  | 14.96 | 70 | 70 |  | 84.96 | 84.96 |  | 13.08 | 70 | 70 |  | 83.08 | 83.08
2020-02-08 19:00 | SHORT | SHORT | BALP | 14.31 | 75 | 75 |  | 89.31 | 89.31 |  | 14.96 | 75 | 75 |  | 89.96 | 89.96 |  | 13.08 | 75 | 75 |  | 88.08 | 88.08
2020-02-08 20:00 | SHORT | SHORT | BALP | 14.31 | 70 | 70 |  | 84.31 | 84.31 |  | 14.96 | 70 | 70 |  | 84.96 | 84.96 |  | 13.08 | 70 | 70 |  | 83.08 | 83.08
2020-02-08 21:00 | SHORT | SHORT | BALP | 14.31 | 64.4 | 64.4 |  | 78.71 | 78.71 |  | 14.96 | 64.4 | 64.4 |  | 79.36 | 79.36 |  | 13.08 | 64.4 | 64.4 |  | 77.48 | 77.48
2020-02-08 22:00 | LONG | LONG | VoAA | 14.31 | 48.4 |  | 48.4 | 34.09 |  | 34.09 | 14.96 | 42.7 |  | 42.7 | 27.74 |  | 27.74 | 13.08 | 27 |  | 27 | 13.92 |  | 13.92
2020-02-08 23:00 | SHORT | SHORT | BALP | 14.31 | 64.4 | 64.4 |  | 78.71 | 78.71 |  | 14.96 | 64.4 | 64.4 |  | 79.36 | 79.36 |  | 13.08 | 64.4 | 64.4 |  | 77.48 | 77.48
2020-02-09 | LONG | LONG | BALP | 14.31 | 12.15 |  | 12.15 | -2.16 |  | -2.16 | 14.96 | 12.15 |  | 12.15 | -2.81 |  | -2.81 | 13.08 | 12.15 |  | 12.15 | -0.93 |  | -0.93
2020-02-09 01:00 | LONG | LONG | BALP | 14.31 | 48.1 |  | 48.1 | 33.79 |  | 33.79 | 14.96 | 48.1 |  | 48.1 | 33.14 |  | 33.14 | 13.08 | 48.1 |  | 48.1 | 35.02 |  | 35.02
2020-02-09 02:00 | LONG | LONG | VoAA | 14.31 | -14.76 |  | -14.76 | -29.07 |  | -29.07 | 14.96 | 17.67 |  | 17.67 | 2.71 |  | 2.71 | 13.08 | 12.41 |  | 12.41 | -0.67 |  | -0.67
2020-02-09 03:00 | LONG | LONG | BALP | 14.31 | 11.99 |  | 11.99 | -2.32 |  | -2.32 | 14.96 | 11.99 |  | 11.99 | -2.97 |  | -2.97 | 13.08 | 11.99 |  | 11.99 | -1.09 |  | -1.09
2020-02-09 04:00 | SHORT | SHORT | BALP | 14.31 | 13.3 | 13.3 |  | 27.61 | 27.61 |  | 14.96 | 13.3 | 13.3 |  | 28.26 | 28.26 |  | 13.08 | 13.3 | 13.3 |  | 26.38 | 26.38
2020-02-09 05:00 | LONG | LONG | VoAA | 14.31 | -14.76 |  | -14.76 | -29.07 |  | -29.07 | 14.96 | 17.67 |  | 17.67 | 2.71 |  | 2.71 | 13.08 | 7.54 |  | 7.54 | -5.54 |  | -5.54
2020-02-09 06:00 | LONG | LONG | BALP | 14.31 | -7.61 |  | -7.61 | -21.92 |  | -21.92 | 14.96 | -7.61 |  | -7.61 | -22.57 |  | -22.57 | 13.08 | -7.61 |  | -7.61 | -20.69 |  | -20.69
2020-02-09 07:00 | LONG | LONG | VoAA | 14.31 | -14.76 |  | -14.76 | -29.07 |  | -29.07 | 14.96 | 17.67 |  | 17.67 | 2.71 |  | 2.71 | 13.08 | 3.85 |  | 3.85 | -9.23 |  | -9.23
2020-02-09 08:00 | LONG | LONG | VoAA | 14.31 | 0.1 |  | 0.1 | -14.21 |  | -14.21 | 14.96 | 7.58 |  | 7.58 | -7.38 |  | -7.38 | 13.08 | 5.06 |  | 5.06 | -8.02 |  | -8.02
2020-02-09 09:00 | SHORT | SHORT | BALP | 14.31 | 65 | 65 |  | 79.31 | 79.31 |  | 14.96 | 65 | 65 |  | 79.96 | 79.96 |  | 13.08 | 65 | 65 |  | 78.08 | 78.08
2020-02-09 10:00 | SHORT | SHORT | BALP | 14.31 | 64.1 | 64.1 |  | 78.41 | 78.41 |  | 14.96 | 64.1 | 64.1 |  | 79.06 | 79.06 |  | 13.08 | 64.1 | 64.1 |  | 77.18 | 77.18
2020-02-09 11:00 | SHORT | SHORT | BALP | 14.31 | 64.1 | 64.1 |  | 78.41 | 78.41 |  | 14.96 | 64.1 | 64.1 |  | 79.06 | 79.06 |  | 13.08 | 64.1 | 64.1 |  | 77.18 | 77.18
2020-02-09 12:00 | LONG | LONG | BALP | 14.31 | 10.09 |  | 10.09 | -4.22 |  | -4.22 | 14.96 | 10.09 |  | 10.09 | -4.87 |  | -4.87 | 13.08 | 10.09 |  | 10.09 | -2.99 |  | -2.99
2020-02-09 13:00 | LONG | LONG | VoAA | 14.31 | 0.1 |  | 0.1 | -14.21 |  | -14.21 | 14.96 | 10.09 |  | 10.09 | -4.87 |  | -4.87 | 13.08 | 10.07 |  | 10.07 | -3.01 |  | -3.01
2020-02-09 14:00 | LONG | LONG | BALP | 14.31 | 9.98 |  | 9.98 | -4.33 |  | -4.33 | 14.96 | 9.98 |  | 9.98 | -4.98 |  | -4.98 | 13.08 | 9.98 |  | 9.98 | -3.1 |  | -3.1
2020-02-09 15:00 | LONG | LONG | VoAA | 14.31 | 0.1 |  | 0.1 | -14.21 |  | -14.21 | 14.96 | 9.27 |  | 9.27 | -5.69 |  | -5.69 | 13.08 | 8.44 |  | 8.44 | -4.64 |  | -4.64
2020-02-09 16:00 | LONG | LONG | BALP | 14.31 | 8.35 |  | 8.35 | -5.96 |  | -5.96 | 14.96 | 8.35 |  | 8.35 | -6.61 |  | -6.61 | 13.08 | 8.35 |  | 8.35 | -4.73 |  | -4.73
2020-02-09 17:00 | SHORT | SHORT | BALP | 14.31 | 64.1 | 64.1 |  | 78.41 | 78.41 |  | 14.96 | 64.1 | 64.1 |  | 79.06 | 79.06 |  | 13.08 | 64.1 | 64.1 |  | 77.18 | 77.18
2020-02-09 18:00 | LONG | LONG | BALP | 14.31 | 11.76 |  | 11.76 | -2.55 |  | -2.55 | 14.96 | 11.76 |  | 11.76 | -3.2 |  | -3.2 | 13.08 | 11.76 |  | 11.76 | -1.32 |  | -1.32
2020-02-09 19:00 | LONG | LONG | VoAA | 14.31 | 0.1 |  | 0.1 | -14.21 |  | -14.21 | 14.96 | 18.02 |  | 18.02 | 3.06 |  | 3.06 | 13.08 | 25.94 |  | 25.94 | 12.86 |  | 12.86
2020-02-09 20:00 | SHORT | LONG | BALP | 14.31 | 59.1 | 59.1 |  | 73.41 | 73.41 |  | 14.96 | 59.1 | 59.1 |  | 74.06 | 74.06 |  | 13.08 | 8.6 |  | 8.6 | -4.48 |  | -4.48
2020-02-09 21:00 | SHORT | LONG | BALP | 14.31 | 59.1 | 59.1 |  | 73.41 | 73.41 |  | 14.96 | 59.1 | 59.1 |  | 74.06 | 74.06 |  | 13.08 | 4.09 |  | 4.09 | -8.99 |  | -8.99
2020-02-09 22:00 | LONG | LONG | VoAA | 14.31 | 48.1 |  | 48.1 | 33.79 |  | 33.79 | 14.96 | 31.06 |  | 31.06 | 16.1 |  | 16.1 | 13.08 | 4.02 |  | 4.02 | -9.06 |  | -9.06
2020-02-09 23:00 | SHORT | SHORT | BALP | 14.31 | 81 | 81 |  | 95.31 | 95.31 |  | 14.96 | 81 | 81 |  | 95.96 | 95.96 |  | 13.08 | 81 | 81 |  | 94.08 | 94.08
2020-02-10 | SHORT | LONG | BALP | 14.31 | 64.1 | 64.1 |  | 78.41 | 78.41 |  | 14.96 | 64.1 | 64.1 |  | 79.06 | 79.06 |  | 13.08 | 0.07 |  | 0.07 | -13.01 |  | -13.01
2020-02-10 01:00 | LONG | LONG | VoAA | 14.31 | 0 |  | 0 | -14.31 |  | -14.31 | 14.96 | 31 |  | 31 | 16.04 |  | 16.04 | 13.08 | 17.53 |  | 17.53 | 4.45 |  | 4.45
2020-02-10 02:00 | SHORT | SHORT | BALP | 14.31 | 62 | 62 |  | 76.31 | 76.31 |  | 14.96 | 62 | 62 |  | 76.96 | 76.96 |  | 13.08 | 62 | 62 |  | 75.08 | 75.08
2020-02-10 03:00 | SHORT | SHORT | BALP | 14.31 | 59.1 | 59.1 |  | 73.41 | 73.41 |  | 14.96 | 59.1 | 59.1 |  | 74.06 | 74.06 |  | 13.08 | 59.1 | 59.1 |  | 72.18 | 72.18
2020-02-10 04:00 | SHORT | SHORT | BALP | 14.31 | 62 | 62 |  | 76.31 | 76.31 |  | 14.96 | 62 | 62 |  | 76.96 | 76.96 |  | 13.08 | 62 | 62 |  | 75.08 | 75.08
2020-02-10 05:00 | SHORT | SHORT | BALP | 14.31 | 64.1 | 64.1 |  | 78.41 | 78.41 |  | 14.96 | 64.1 | 64.1 |  | 79.06 | 79.06 |  | 13.08 | 64.1 | 64.1 |  | 77.18 | 77.18
2020-02-10 06:00 | SHORT | SHORT | BALP | 14.31 | 59.1 | 59.1 |  | 73.41 | 73.41 |  | 14.96 | 59.1 | 59.1 |  | 74.06 | 74.06 |  | 13.08 | 59.1 | 59.1 |  | 72.18 | 72.18
2020-02-10 07:00 | SHORT | SHORT | BALP | 14.31 | 59.1 | 59.1 |  | 73.41 | 73.41 |  | 14.96 | 59.1 | 59.1 |  | 74.06 | 74.06 |  | 13.08 | 59.1 | 59.1 |  | 72.18 | 72.18
2020-02-10 08:00 | SHORT | SHORT | BALP | 14.31 | 95 | 95 |  | 109.31 | 109.31 |  | 14.96 | 95 | 95 |  | 109.96 | 109.96 |  | 13.08 | 95 | 95 |  | 108.08 | 108.08
2020-02-10 09:00 | SHORT | SHORT | BALP | 14.31 | 95 | 95 |  | 109.31 | 109.31 |  | 14.96 | 95 | 95 |  | 109.96 | 109.96 |  | 13.08 | 95 | 95 |  | 108.08 | 108.08
2020-02-10 10:00 | SHORT | SHORT | BALP | 14.31 | 80 | 80 |  | 94.31 | 94.31 |  | 14.96 | 80 | 80 |  | 94.96 | 94.96 |  | 13.08 | 80 | 80 |  | 93.08 | 93.08
2020-02-10 11:00 | SHORT | SHORT | BALP | 14.31 | 59.1 | 59.1 |  | 73.41 | 73.41 |  | 14.96 | 59.1 | 59.1 |  | 74.06 | 74.06 |  | 13.08 | 59.1 | 59.1 |  | 72.18 | 72.18
2020-02-10 12:00 | SHORT | SHORT | BALP | 14.31 | 61 | 61 |  | 75.31 | 75.31 |  | 14.96 | 61 | 61 |  | 75.96 | 75.96 |  | 13.08 | 61 | 61 |  | 74.08 | 74.08
2020-02-10 13:00 | SHORT | SHORT | BALP | 14.31 | 61 | 61 |  | 75.31 | 75.31 |  | 14.96 | 61 | 61 |  | 75.96 | 75.96 |  | 13.08 | 61 | 61 |  | 74.08 | 74.08
2020-02-10 14:00 | SHORT | SHORT | BALP | 14.31 | 59.1 | 59.1 |  | 73.41 | 73.41 |  | 14.96 | 59.1 | 59.1 |  | 74.06 | 74.06 |  | 13.08 | 59.1 | 59.1 |  | 72.18 | 72.18
2020-02-10 15:00 | SHORT | SHORT | BALP | 14.31 | 95 | 95 |  | 109.31 | 109.31 |  | 14.96 | 95 | 95 |  | 109.96 | 109.96 |  | 13.08 | 95 | 95 |  | 108.08 | 108.08
2020-02-10 16:00 | LONG | LONG | BALP | 14.31 | 5 |  | 5 | -9.31 |  | -9.31 | 14.96 | 5 |  | 5 | -9.96 |  | -9.96 | 13.08 | 5 |  | 5 | -8.08 |  | -8.08
2020-02-10 17:00 | LONG | LONG | BALP | 14.31 | 12 |  | 12 | -2.31 |  | -2.31 | 14.96 | 12 |  | 12 | -2.96 |  | -2.96 | 13.08 | 12 |  | 12 | -1.08 |  | -1.08
2020-02-10 18:00 | LONG | LONG | VoAA | 14.31 | 48.1 |  | 48.1 | 33.79 |  | 33.79 | 14.96 | 37.88 |  | 37.88 | 22.92 |  | 22.92 | 13.08 | 17.66 |  | 17.66 | 4.58 |  | 4.58
2020-02-10 19:00 | SHORT | SHORT | BALP | 14.31 | 55 | 55 |  | 69.31 | 69.31 |  | 14.96 | 55 | 55 |  | 69.96 | 69.96 |  | 13.08 | 55 | 55 |  | 68.08 | 68.08
2020-02-10 20:00 | SHORT | SHORT | BALP | 14.31 | 55 | 55 |  | 69.31 | 69.31 |  | 14.96 | 55 | 55 |  | 69.96 | 69.96 |  | 13.08 | 55 | 55 |  | 68.08 | 68.08
2020-02-10 21:00 | SHORT | LONG | BALP | 14.31 | 50 | 50 |  | 64.31 | 64.31 |  | 14.96 | 50 | 50 |  | 64.96 | 64.96 |  | 13.08 | 35.01 |  | 35.01 | 21.93 |  | 21.93
2020-02-10 22:00 | LONG | LONG | VoAA | 14.31 | 48.1 |  | 48.1 | 33.79 |  | 33.79 | 14.96 | 42.45 |  | 42.45 | 27.49 |  | 27.49 | 13.08 | 26.79 |  | 26.79 | 13.71 |  | 13.71
2020-02-10 23:00 | LONG | LONG | VoAA | 14.31 | -17.49 |  | -17.49 | -31.8 |  | -31.8 | 14.96 | 6.96 |  | 6.96 | -8 |  | -8 | 13.08 | 21.41 |  | 21.41 | 8.33 |  | 8.33
2020-02-11 | LONG | LONG | BALP | 14.31 | 5.14 |  | 5.14 | -9.17 |  | -9.17 | 14.96 | 5.14 |  | 5.14 | -9.82 |  | -9.82 | 13.08 | 5.14 |  | 5.14 | -7.94 |  | -7.94
2020-02-11 01:00 | LONG | LONG | VoAA | 14.31 | 0 |  | 0 | -14.31 |  | -14.31 | 14.96 | 25 |  | 25 | 10.04 |  | 10.04 | 13.08 | 10.96 |  | 10.96 | -2.12 |  | -2.12
2020-02-11 02:00 | LONG | LONG | VoAA | 14.31 | 0 |  | 0 | -14.31 |  | -14.31 | 14.96 | 25 |  | 25 | 10.04 |  | 10.04 | 13.08 | 4.83 |  | 4.83 | -8.25 |  | -8.25
2020-02-11 03:00 | LONG | LONG | VoAA | 14.31 | 0 |  | 0 | -14.31 |  | -14.31 | 14.96 | 25 |  | 25 | 10.04 |  | 10.04 | 13.08 | 4.04 |  | 4.04 | -9.04 |  | -9.04
2020-02-11 04:00 | SHORT | SHORT | VoAA | 14.31 | 50 | 50 |  | 64.31 | 64.31 |  | 14.96 | 25 | 25 |  | 39.96 | 39.96 |  | 13.08 | 27.01 | 27.01 |  | 40.09 | 40.09
2020-02-11 05:00 | SHORT | SHORT | BALP | 14.31 | 59.1 | 59.1 |  | 73.41 | 73.41 |  | 14.96 | 59.1 | 59.1 |  | 74.06 | 74.06 |  | 13.08 | 59.1 | 59.1 |  | 72.18 | 72.18
2020-02-11 06:00 | SHORT | LONG | BALP | 14.31 | 50 | 50 |  | 64.31 | 64.31 |  | 14.96 | 50 | 50 |  | 64.96 | 64.96 |  | 13.08 | 11.55 |  | 11.55 | -1.53 |  | -1.53
2020-02-11 07:00 | SHORT | SHORT | BALP | 14.31 | 70 | 70 |  | 84.31 | 84.31 |  | 14.96 | 70 | 70 |  | 84.96 | 84.96 |  | 13.08 | 70 | 70 |  | 83.08 | 83.08
2020-02-11 08:00 | LONG | LONG | VoAA | 14.31 | 48.1 |  | 48.1 | 33.79 |  | 33.79 | 14.96 | 49.1 |  | 49.1 | 34.14 |  | 34.14 | 13.08 | 52.07 |  | 52.07 | 38.99 |  | 38.99
2020-02-11 09:00 | SHORT | LONG | BALP | 14.31 | 59.1 | 59.1 |  | 73.41 | 73.41 |  | 14.96 | 59.1 | 59.1 |  | 74.06 | 74.06 |  | 13.08 | 49.09 |  | 49.09 | 36.01 |  | 36.01
2020-02-11 10:00 | LONG | LONG | BALP | 14.31 | 15.33 |  | 15.33 | 1.02 |  | 1.02 | 14.96 | 15.33 |  | 15.33 | 0.37 |  | 0.37 | 13.08 | 15.33 |  | 15.33 | 2.25 |  | 2.25
2020-02-11 11:00 | LONG | LONG | BALP | 14.31 | 16.24 |  | 16.24 | 1.93 |  | 1.93 | 14.96 | 16.24 |  | 16.24 | 1.28 |  | 1.28 | 13.08 | 16.24 |  | 16.24 | 3.16 |  | 3.16
2020-02-11 12:00 | SHORT | SHORT | BALP | 14.31 | 62.8 | 62.8 |  | 77.11 | 77.11 |  | 14.96 | 62.8 | 62.8 |  | 77.76 | 77.76 |  | 13.08 | 62.8 | 62.8 |  | 75.88 | 75.88
2020-02-11 13:00 | SHORT | SHORT | BALP | 14.31 | 93 | 93 |  | 107.31 | 107.31 |  | 14.96 | 93 | 93 |  | 107.96 | 107.96 |  | 13.08 | 93 | 93 |  | 106.08 | 106.08
2020-02-11 14:00 | SHORT | SHORT | BALP | 14.31 | 64.1 | 64.1 |  | 78.41 | 78.41 |  | 14.96 | 64.1 | 64.1 |  | 79.06 | 79.06 |  | 13.08 | 64.1 | 64.1 |  | 77.18 | 77.18
2020-02-11 15:00 | SHORT | SHORT | BALP | 14.31 | 60.3 | 60.3 |  | 74.61 | 74.61 |  | 14.96 | 60.3 | 60.3 |  | 75.26 | 75.26 |  | 13.08 | 60.3 | 60.3 |  | 73.38 | 73.38
2020-02-11 16:00 | SHORT | SHORT | BALP | 14.31 | 59.1 | 59.1 |  | 73.41 | 73.41 |  | 14.96 | 59.1 | 59.1 |  | 74.06 | 74.06 |  | 13.08 | 59.1 | 59.1 |  | 72.18 | 72.18
2020-02-11 17:00 | SHORT | SHORT | BALP | 14.31 | 94 | 94 |  | 108.31 | 108.31 |  | 14.96 | 94 | 94 |  | 108.96 | 108.96 |  | 13.08 | 94 | 94 |  | 107.08 | 107.08
2020-02-11 18:00 | SHORT | SHORT | BALP | 14.31 | 94 | 94 |  | 108.31 | 108.31 |  | 14.96 | 94 | 94 |  | 108.96 | 108.96 |  | 13.08 | 94 | 94 |  | 107.08 | 107.08
2020-02-11 19:00 | SHORT | SHORT | BALP | 14.31 | 94 | 94 |  | 108.31 | 108.31 |  | 14.96 | 94 | 94 |  | 108.96 | 108.96 |  | 13.08 | 94 | 94 |  | 107.08 | 107.08
2020-02-11 20:00 | SHORT | SHORT | BALP | 14.31 | 94 | 94 |  | 108.31 | 108.31 |  | 14.96 | 94 | 94 |  | 108.96 | 108.96 |  | 13.08 | 94 | 94 |  | 107.08 | 107.08
2020-02-11 21:00 | SHORT | SHORT | BALP | 14.31 | 94 | 94 |  | 108.31 | 108.31 |  | 14.96 | 94 | 94 |  | 108.96 | 108.96 |  | 13.08 | 94 | 94 |  | 107.08 | 107.08
2020-02-11 22:00 | SHORT | LONG | BALP | 14.31 | 46.71 | 46.71 |  | 61.02 | 61.02 |  | 14.96 | 46.71 | 46.71 |  | 61.67 | 61.67 |  | 13.08 | 36.71 |  | 36.71 | 23.63 |  | 23.63
2020-02-11 23:00 | LONG | LONG | VoAA | 14.31 | 1 |  | 1 | -13.31 |  | -13.31 | 14.96 | 25.55 |  | 25.55 | 10.59 |  | 10.59 | 13.08 | 21.4 |  | 21.4 | 8.32 |  | 8.32
2020-02-12 | SHORT | SHORT | BALP | 14.31 | 80 | 80 |  | 94.31 | 94.31 |  | 14.96 | 80 | 80 |  | 94.96 | 94.96 |  | 13.08 | 80 | 80 |  | 93.08 | 93.08
2020-02-12 01:00 | SHORT | SHORT | BALP | 14.31 | 94 | 94 |  | 108.31 | 108.31 |  | 14.96 | 94 | 94 |  | 108.96 | 108.96 |  | 13.08 | 94 | 94 |  | 107.08 | 107.08
2020-02-12 02:00 | LONG | LONG | VoAA | 14.31 | 0 |  | 0 | -14.31 |  | -14.31 | 14.96 | 24.55 |  | 24.55 | 9.59 |  | 9.59 | 13.08 | 19.91 |  | 19.91 | 6.83 |  | 6.83
2020-02-12 03:00 | SHORT | SHORT | BALP | 14.31 | 58.1 | 58.1 |  | 72.41 | 72.41 |  | 14.96 | 58.1 | 58.1 |  | 73.06 | 73.06 |  | 13.08 | 58.1 | 58.1 |  | 71.18 | 71.18
2020-02-12 04:00 | SHORT | LONG | BALP | 14.31 | 58.1 | 58.1 |  | 72.41 | 72.41 |  | 14.96 | 58.1 | 58.1 |  | 73.06 | 73.06 |  | 13.08 | 20.29 |  | 20.29 | 7.21 |  | 7.21
2020-02-12 05:00 | SHORT | SHORT | BALP | 14.31 | 63.1 | 63.1 |  | 77.41 | 77.41 |  | 14.96 | 63.1 | 63.1 |  | 78.06 | 78.06 |  | 13.08 | 63.1 | 63.1 |  | 76.18 | 76.18
2020-02-12 06:00 | SHORT | LONG | BALP | 14.31 | 63.1 | 63.1 |  | 77.41 | 77.41 |  | 14.96 | 63.1 | 63.1 |  | 78.06 | 78.06 |  | 13.08 | 33.65 |  | 33.65 | 20.57 |  | 20.57
2020-02-12 07:00 | SHORT | LONG | BALP | 14.31 | 62 | 62 |  | 76.31 | 76.31 |  | 14.96 | 62 | 62 |  | 76.96 | 76.96 |  | 13.08 | 63.31 |  | 63.31 | 50.23 |  | 50.23
2020-02-12 08:00 | LONG | LONG | VoAA | 14.31 | 47.1 |  | 47.1 | 32.79 |  | 32.79 | 14.96 | 48.1 |  | 48.1 | 33.14 |  | 33.14 | 13.08 | 77.28 |  | 77.28 | 64.2 |  | 64.2
2020-02-12 09:00 | LONG | LONG | BALP | 14.31 | 10 |  | 10 | -4.31 |  | -4.31 | 14.96 | 10 |  | 10 | -4.96 |  | -4.96 | 13.08 | 10 |  | 10 | -3.08 |  | -3.08
2020-02-12 10:00 | LONG | LONG | VoAA | 14.31 | 47.1 |  | 47.1 | 32.79 |  | 32.79 | 14.96 | 48.1 |  | 48.1 | 33.14 |  | 33.14 | 13.08 | 51.81 |  | 51.81 | 38.73 |  | 38.73
2020-02-12 11:00 | LONG | LONG | VoAA | 14.31 | 47.1 |  | 47.1 | 32.79 |  | 32.79 | 14.96 | 48.1 |  | 48.1 | 33.14 |  | 33.14 | 13.08 | 54.91 |  | 54.91 | 41.83 |  | 41.83
2020-02-12 12:00 | LONG | LONG | VoAA | 14.31 | 47.1 |  | 47.1 | 32.79 |  | 32.79 | 14.96 | 48.1 |  | 48.1 | 33.14 |  | 33.14 | 13.08 | 46.7 |  | 46.7 | 33.62 |  | 33.62
2020-02-12 13:00 | LONG | LONG | BALP | 14.31 | 36.1 |  | 36.1 | 21.79 |  | 21.79 | 14.96 | 36.1 |  | 36.1 | 21.14 |  | 21.14 | 13.08 | 36.1 |  | 36.1 | 23.02 |  | 23.02
2020-02-12 14:00 | LONG | LONG | BALP | 14.31 | 10.2 |  | 10.2 | -4.11 |  | -4.11 | 14.96 | 10.2 |  | 10.2 | -4.76 |  | -4.76 | 13.08 | 10.2 |  | 10.2 | -2.88 |  | -2.88
2020-02-12 15:00 | LONG | LONG | BALP | 14.31 | 9.9 |  | 9.9 | -4.41 |  | -4.41 | 14.96 | 9.9 |  | 9.9 | -5.06 |  | -5.06 | 13.08 | 9.9 |  | 9.9 | -3.18 |  | -3.18
2020-02-12 16:00 | LONG | LONG | BALP | 14.31 | 9.1 |  | 9.1 | -5.21 |  | -5.21 | 14.96 | 9.1 |  | 9.1 | -5.86 |  | -5.86 | 13.08 | 9.1 |  | 9.1 | -3.98 |  | -3.98
2020-02-12 17:00 | LONG | SHORT | BALP | 14.31 | 36.1 |  | 36.1 | 21.79 |  | 21.79 | 14.96 | 36.1 |  | 36.1 | 21.14 |  | 21.14 | 13.08 | 64.93 | 64.93 |  | 78.01 | 78.01
2020-02-12 18:00 | SHORT | SHORT | BALP | 14.31 | 80 | 80 |  | 94.31 | 94.31 |  | 14.96 | 80 | 80 |  | 94.96 | 94.96 |  | 13.08 | 80 | 80 |  | 93.08 | 93.08
2020-02-12 19:00 | SHORT | LONG | BALP | 14.31 | 58.1 | 58.1 |  | 72.41 | 72.41 |  | 14.96 | 58.1 | 58.1 |  | 73.06 | 73.06 |  | 13.08 | 64.98 |  | 64.98 | 51.9 |  | 51.9
2020-02-12 20:00 | LONG | LONG | VoAA | 14.31 | 47.1 |  | 47.1 | 32.79 |  | 32.79 | 14.96 | 48.1 |  | 48.1 | 33.14 |  | 33.14 | 13.08 | 46.51 |  | 46.51 | 33.43 |  | 33.43
2020-02-12 21:00 | LONG | LONG | VoAA | 14.31 | 47.1 |  | 47.1 | 32.79 |  | 32.79 | 14.96 | 46.91 |  | 46.91 | 31.95 |  | 31.95 | 13.08 | 36.72 |  | 36.72 | 23.64 |  | 23.64
2020-02-12 22:00 | LONG | LONG | VoAA | 14.31 | 47.1 |  | 47.1 | 32.79 |  | 32.79 | 14.96 | 48.1 |  | 48.1 | 33.14 |  | 33.14 | 13.08 | 42.06 |  | 42.06 | 28.98 |  | 28.98
2020-02-12 23:00 | SHORT | SHORT | VoAA | 14.31 | 31.81 | 31.81 |  | 46.12 | 46.12 |  | 14.96 | 15.91 | 15.91 |  | 30.87 | 30.87 |  | 13.08 | 21.81 | 21.81 |  | 34.89 | 34.89
2020-02-13 | LONG | LONG | VoAA | 14.31 | 0 |  | 0 | -14.31 |  | -14.31 | 14.96 | 24.6 |  | 24.6 | 9.64 |  | 9.64 | 13.08 | 16.61 |  | 16.61 | 3.53 |  | 3.53
2020-02-13 01:00 | LONG | LONG | VoAA | 14.31 | 0 |  | 0 | -14.31 |  | -14.31 | 14.96 | 24.6 |  | 24.6 | 9.64 |  | 9.64 | 13.08 | 25.82 |  | 25.82 | 12.74 |  | 12.74
2020-02-13 02:00 | LONG | LONG | BALP | 14.31 | 9 |  | 9 | -5.31 |  | -5.31 | 14.96 | 9 |  | 9 | -5.96 |  | -5.96 | 13.08 | 9 |  | 9 | -4.08 |  | -4.08
2020-02-13 03:00 | LONG | LONG | BALP | 14.31 | 9 |  | 9 | -5.31 |  | -5.31 | 14.96 | 9 |  | 9 | -5.96 |  | -5.96 | 13.08 | 9 |  | 9 | -4.08 |  | -4.08
2020-02-13 04:00 | SHORT | SHORT | BALP | 14.31 | 63.2 | 63.2 |  | 77.51 | 77.51 |  | 14.96 | 63.2 | 63.2 |  | 78.16 | 78.16 |  | 13.08 | 63.2 | 63.2 |  | 76.28 | 76.28
2020-02-13 05:00 | SHORT | LONG | BALP | 14.31 | 63.2 | 63.2 |  | 77.51 | 77.51 |  | 14.96 | 63.2 | 63.2 |  | 78.16 | 78.16 |  | 13.08 | 24.78 |  | 24.78 | 11.7 |  | 11.7
2020-02-13 06:00 | LONG | LONG | VoAA | 14.31 | 47.2 |  | 47.2 | 32.89 |  | 32.89 | 14.96 | 48.6 |  | 48.6 | 33.64 |  | 33.64 | 13.08 | 54.95 |  | 54.95 | 41.87 |  | 41.87
2020-02-13 07:00 | SHORT | SHORT | BALP | 14.31 | 57.7 | 57.7 |  | 72.01 | 72.01 |  | 14.96 | 57.7 | 57.7 |  | 72.66 | 72.66 |  | 13.08 | 57.7 | 57.7 |  | 70.78 | 70.78
2020-02-13 08:00 | SHORT | SHORT | BALP | 14.31 | 95 | 95 |  | 109.31 | 109.31 |  | 14.96 | 95 | 95 |  | 109.96 | 109.96 |  | 13.08 | 95 | 95 |  | 108.08 | 108.08
2020-02-13 09:00 | SHORT | SHORT | BALP | 14.31 | 95 | 95 |  | 109.31 | 109.31 |  | 14.96 | 95 | 95 |  | 109.96 | 109.96 |  | 13.08 | 95 | 95 |  | 108.08 | 108.08
2020-02-13 10:00 | LONG | LONG | BALP | 14.31 | 20 |  | 20 | 5.69 |  | 5.69 | 14.96 | 20 |  | 20 | 5.04 |  | 5.04 | 13.08 | 20 |  | 20 | 6.92 |  | 6.92
2020-02-13 11:00 | SHORT | SHORT | BALP | 14.31 | 94 | 94 |  | 108.31 | 108.31 |  | 14.96 | 94 | 94 |  | 108.96 | 108.96 |  | 13.08 | 94 | 94 |  | 107.08 | 107.08
2020-02-13 12:00 | LONG | LONG | BALP | 14.31 | 12 |  | 12 | -2.31 |  | -2.31 | 14.96 | 12 |  | 12 | -2.96 |  | -2.96 | 13.08 | 12 |  | 12 | -1.08 |  | -1.08
2020-02-13 13:00 | LONG | LONG | BALP | 14.31 | 12 |  | 12 | -2.31 |  | -2.31 | 14.96 | 12 |  | 12 | -2.96 |  | -2.96 | 13.08 | 12 |  | 12 | -1.08 |  | -1.08
2020-02-13 14:00 | LONG | LONG | BALP | 14.31 | 11.6 |  | 11.6 | -2.71 |  | -2.71 | 14.96 | 11.6 |  | 11.6 | -3.36 |  | -3.36 | 13.08 | 11.6 |  | 11.6 | -1.48 |  | -1.48
2020-02-13 15:00 | LONG | LONG | BALP | 14.31 | 10.5 |  | 10.5 | -3.81 |  | -3.81 | 14.96 | 10.5 |  | 10.5 | -4.46 |  | -4.46 | 13.08 | 10.5 |  | 10.5 | -2.58 |  | -2.58
2020-02-13 16:00 | LONG | LONG | BALP | 14.31 | 10.5 |  | 10.5 | -3.81 |  | -3.81 | 14.96 | 10.5 |  | 10.5 | -4.46 |  | -4.46 | 13.08 | 10.5 |  | 10.5 | -2.58 |  | -2.58
2020-02-13 17:00 | LONG | LONG | BALP | 14.31 | 10.5 |  | 10.5 | -3.81 |  | -3.81 | 14.96 | 10.5 |  | 10.5 | -4.46 |  | -4.46 | 13.08 | 10.5 |  | 10.5 | -2.58 |  | -2.58
2020-02-13 18:00 | SHORT | SHORT | BALP | 14.31 | 80 | 80 |  | 94.31 | 94.31 |  | 14.96 | 80 | 80 |  | 94.96 | 94.96 |  | 13.08 | 80 | 80 |  | 93.08 | 93.08
2020-02-13 19:00 | SHORT | SHORT | BALP | 14.31 | 77 | 77 |  | 91.31 | 91.31 |  | 14.96 | 77 | 77 |  | 91.96 | 91.96 |  | 13.08 | 77 | 77 |  | 90.08 | 90.08
2020-02-13 20:00 | LONG | SHORT | BALP | 14.31 | 41.2 |  | 41.2 | 26.89 |  | 26.89 | 14.96 | 41.2 |  | 41.2 | 26.24 |  | 26.24 | 13.08 | 44.83 | 44.83 |  | 57.91 | 57.91
2020-02-13 21:00 | LONG | LONG | VoAA | 14.31 | 70 |  | 70 | 55.69 |  | 55.69 | 14.96 | 59.6 |  | 59.6 | 44.64 |  | 44.64 | 13.08 | 40.95 |  | 40.95 | 27.87 |  | 27.87
2020-02-13 22:00 | SHORT | SHORT | VoAA | 14.31 | 46.72 | 46.72 |  | 61.03 | 61.03 |  | 14.96 | 46.96 | 46.96 |  | 61.92 | 61.92 |  | 13.08 | 36.72 | 36.72 |  | 49.8 | 49.8
2020-02-13 23:00 | LONG | LONG | VoAA | 14.31 | -2.54 |  | -2.54 | -16.85 |  | -16.85 | 14.96 | 14.55 |  | 14.55 | -0.41 |  | -0.41 | 13.08 | 21.64 |  | 21.64 | 8.56 |  | 8.56
2020-02-14 | LONG | LONG | BALP | 14.31 | 18.51 |  | 18.51 | 4.2 |  | 4.2 | 14.96 | 18.51 |  | 18.51 | 3.55 |  | 3.55 | 13.08 | 18.51 |  | 18.51 | 5.43 |  | 5.43
2020-02-14 01:00 | LONG | LONG | BALP | 14.31 | 15 |  | 15 | 0.69 |  | 0.69 | 14.96 | 15 |  | 15 | 0.04 |  | 0.04 | 13.08 | 15 |  | 15 | 1.92 |  | 1.92
2020-02-14 02:00 | LONG | LONG | BALP | 14.31 | 26.7 |  | 26.7 | 12.39 |  | 12.39 | 14.96 | 26.7 |  | 26.7 | 11.74 |  | 11.74 | 13.08 | 26.7 |  | 26.7 | 13.62 |  | 13.62
2020-02-14 03:00 | LONG | LONG | BALP | 14.31 | 23.3 |  | 23.3 | 8.99 |  | 8.99 | 14.96 | 23.3 |  | 23.3 | 8.34 |  | 8.34 | 13.08 | 23.3 |  | 23.3 | 10.22 |  | 10.22
2020-02-14 04:00 | LONG | LONG | BALP | 14.31 | 27.01 |  | 27.01 | 12.7 |  | 12.7 | 14.96 | 27.01 |  | 27.01 | 12.05 |  | 12.05 | 13.08 | 27.01 |  | 27.01 | 13.93 |  | 13.93
2020-02-14 05:00 | LONG | LONG | VoAA | 14.31 | 39.6 |  | 39.6 | 25.29 |  | 25.29 | 14.96 | 40.6 |  | 40.6 | 25.64 |  | 25.64 | 13.08 | 28.35 |  | 28.35 | 15.27 |  | 15.27
2020-02-14 06:00 | SHORT | SHORT | BALP | 14.31 | 58.8 | 58.8 |  | 73.11 | 73.11 |  | 14.96 | 58.8 | 58.8 |  | 73.76 | 73.76 |  | 13.08 | 58.8 | 58.8 |  | 71.88 | 71.88
2020-02-14 07:00 | SHORT | SHORT | BALP | 14.31 | 80.1 | 80.1 |  | 94.41 | 94.41 |  | 14.96 | 80.1 | 80.1 |  | 95.06 | 95.06 |  | 13.08 | 80.1 | 80.1 |  | 93.18 | 93.18
2020-02-14 08:00 | SHORT | SHORT | BALP | 14.31 | 89.1 | 89.1 |  | 103.41 | 103.41 |  | 14.96 | 89.1 | 89.1 |  | 104.06 | 104.06 |  | 13.08 | 89.1 | 89.1 |  | 102.18 | 102.18
2020-02-14 09:00 | SHORT | SHORT | BALP | 14.31 | 89.6 | 89.6 |  | 103.91 | 103.91 |  | 14.96 | 89.6 | 89.6 |  | 104.56 | 104.56 |  | 13.08 | 89.6 | 89.6 |  | 102.68 | 102.68
2020-02-14 10:00 | LONG | LONG | BALP | 14.31 | 28 |  | 28 | 13.69 |  | 13.69 | 14.96 | 28 |  | 28 | 13.04 |  | 13.04 | 13.08 | 28 |  | 28 | 14.92 |  | 14.92
2020-02-14 11:00 | LONG | LONG | BALP | 14.31 | 28 |  | 28 | 13.69 |  | 13.69 | 14.96 | 28 |  | 28 | 13.04 |  | 13.04 | 13.08 | 28 |  | 28 | 14.92 |  | 14.92
2020-02-14 12:00 | LONG | LONG | BALP | 14.31 | 21 |  | 21 | 6.69 |  | 6.69 | 14.96 | 21 |  | 21 | 6.04 |  | 6.04 | 13.08 | 21 |  | 21 | 7.92 |  | 7.92
2020-02-14 13:00 | SHORT | SHORT | BALP | 14.31 | 39.28 | 39.28 |  | 53.59 | 53.59 |  | 14.96 | 39.28 | 39.28 |  | 54.24 | 54.24 |  | 13.08 | 39.28 | 39.28 |  | 52.36 | 52.36
2020-02-14 14:00 | LONG | LONG | BALP | 14.31 | 33.6 |  | 33.6 | 19.29 |  | 19.29 | 14.96 | 33.6 |  | 33.6 | 18.64 |  | 18.64 | 13.08 | 33.6 |  | 33.6 | 20.52 |  | 20.52
2020-02-14 15:00 | SHORT | LONG | BALP | 14.31 | 55.1 | 55.1 |  | 69.41 | 69.41 |  | 14.96 | 55.1 | 55.1 |  | 70.06 | 70.06 |  | 13.08 | 46.78 |  | 46.78 | 33.7 |  | 33.7
2020-02-14 16:00 | LONG | LONG | VoAA | 14.31 | 39.6 |  | 39.6 | 25.29 |  | 25.29 | 14.96 | 46.3 |  | 46.3 | 31.34 |  | 31.34 | 13.08 | 46.74 |  | 46.74 | 33.66 |  | 33.66
2020-02-14 17:00 | LONG | SHORT | BALP | 14.31 | 33.6 |  | 33.6 | 19.29 |  | 19.29 | 14.96 | 33.6 |  | 33.6 | 18.64 |  | 18.64 | 13.08 | 59.1 | 59.1 |  | 72.18 | 72.18
2020-02-14 18:00 | SHORT | SHORT | BALP | 14.31 | 95 | 95 |  | 109.31 | 109.31 |  | 14.96 | 95 | 95 |  | 109.96 | 109.96 |  | 13.08 | 95 | 95 |  | 108.08 | 108.08
2020-02-14 19:00 | SHORT | SHORT | BALP | 14.31 | 95 | 95 |  | 109.31 | 109.31 |  | 14.96 | 95 | 95 |  | 109.96 | 109.96 |  | 13.08 | 95 | 95 |  | 108.08 | 108.08
2020-02-14 20:00 | SHORT | SHORT | BALP | 14.31 | 91 | 91 |  | 105.31 | 105.31 |  | 14.96 | 91 | 91 |  | 105.96 | 105.96 |  | 13.08 | 91 | 91 |  | 104.08 | 104.08
2020-02-14 21:00 | SHORT | SHORT | VoAA | 14.31 | 41.6 | 41.6 |  | 55.91 | 55.91 |  | 14.96 | 40.6 | 40.6 |  | 55.56 | 55.56 |  | 13.08 | 19.46 | 19.46 |  | 32.54 | 32.54
2020-02-14 22:00 | SHORT | SHORT | BALP | 14.31 | 62 | 62 |  | 76.31 | 76.31 |  | 14.96 | 62 | 62 |  | 76.96 | 76.96 |  | 13.08 | 62 | 62 |  | 75.08 | 75.08
2020-02-14 23:00 | SHORT | SHORT | BALP | 14.31 | 55 | 55 |  | 69.31 | 69.31 |  | 14.96 | 55 | 55 |  | 69.96 | 69.96 |  | 13.08 | 55 | 55 |  | 68.08 | 68.08
2020-02-15 | SHORT | SHORT | BALP | 14.31 | 92 | 92 |  | 106.31 | 106.31 |  | 14.96 | 92 | 92 |  | 106.96 | 106.96 |  | 13.08 | 92 | 92 |  | 105.08 | 105.08
2020-02-15 01:00 | SHORT | SHORT | BALP | 14.31 | 92 | 92 |  | 106.31 | 106.31 |  | 14.96 | 92 | 92 |  | 106.96 | 106.96 |  | 13.08 | 92 | 92 |  | 105.08 | 105.08
2020-02-15 02:00 | SHORT | SHORT | BALP | 14.31 | 92 | 92 |  | 106.31 | 106.31 |  | 14.96 | 92 | 92 |  | 106.96 | 106.96 |  | 13.08 | 92 | 92 |  | 105.08 | 105.08
2020-02-15 03:00 | SHORT | SHORT | BALP | 14.31 | 62 | 62 |  | 76.31 | 76.31 |  | 14.96 | 62 | 62 |  | 76.96 | 76.96 |  | 13.08 | 62 | 62 |  | 75.08 | 75.08
2020-02-15 04:00 | SHORT | SHORT | BALP | 14.31 | 62 | 62 |  | 76.31 | 76.31 |  | 14.96 | 62 | 62 |  | 76.96 | 76.96 |  | 13.08 | 62 | 62 |  | 75.08 | 75.08
2020-02-15 05:00 | LONG | LONG | VoAA | 14.31 | 40.1 |  | 40.1 | 25.79 |  | 25.79 | 14.96 | 47.05 |  | 47.05 | 32.09 |  | 32.09 | 13.08 | 27.01 |  | 27.01 | 13.93 |  | 13.93
2020-02-15 06:00 | LONG | LONG | BALP | 14.31 | 7.5 |  | 7.5 | -6.81 |  | -6.81 | 14.96 | 7.5 |  | 7.5 | -7.46 |  | -7.46 | 13.08 | 7.5 |  | 7.5 | -5.58 |  | -5.58
2020-02-15 07:00 | LONG | LONG | BALP | 14.31 | 7.98 |  | 7.98 | -6.33 |  | -6.33 | 14.96 | 7.98 |  | 7.98 | -6.98 |  | -6.98 | 13.08 | 7.98 |  | 7.98 | -5.1 |  | -5.1
2020-02-15 08:00 | LONG | LONG | BALP | 14.31 | 7.98 |  | 7.98 | -6.33 |  | -6.33 | 14.96 | 7.98 |  | 7.98 | -6.98 |  | -6.98 | 13.08 | 7.98 |  | 7.98 | -5.1 |  | -5.1
2020-02-15 09:00 | LONG | LONG | BALP | 14.31 | 1.04 |  | 1.04 | -13.27 |  | -13.27 | 14.96 | 1.04 |  | 1.04 | -13.92 |  | -13.92 | 13.08 | 1.04 |  | 1.04 | -12.04 |  | -12.04
2020-02-15 10:00 | LONG | LONG | BALP | 14.31 | 8 |  | 8 | -6.31 |  | -6.31 | 14.96 | 8 |  | 8 | -6.96 |  | -6.96 | 13.08 | 8 |  | 8 | -5.08 |  | -5.08
2020-02-15 11:00 | LONG | LONG | BALP | 14.31 | 8.5 |  | 8.5 | -5.81 |  | -5.81 | 14.96 | 8.5 |  | 8.5 | -6.46 |  | -6.46 | 13.08 | 8.5 |  | 8.5 | -4.58 |  | -4.58
2020-02-15 12:00 | LONG | LONG | BALP | 14.31 | 12.53 |  | 12.53 | -1.78 |  | -1.78 | 14.96 | 12.53 |  | 12.53 | -2.43 |  | -2.43 | 13.08 | 12.53 |  | 12.53 | -0.55 |  | -0.55
2020-02-15 13:00 | LONG | LONG | BALP | 14.31 | 12.46 |  | 12.46 | -1.85 |  | -1.85 | 14.96 | 12.46 |  | 12.46 | -2.5 |  | -2.5 | 13.08 | 12.46 |  | 12.46 | -0.62 |  | -0.62
2020-02-15 14:00 | LONG | LONG | BALP | 14.31 | 7 |  | 7 | -7.31 |  | -7.31 | 14.96 | 7 |  | 7 | -7.96 |  | -7.96 | 13.08 | 7 |  | 7 | -6.08 |  | -6.08
2020-02-15 15:00 | SHORT | LONG | BALP | 14.31 | 22.36 | 22.36 |  | 36.67 | 36.67 |  | 14.96 | 22.36 | 22.36 |  | 37.32 | 37.32 |  | 13.08 | 12.36 |  | 12.36 | -0.72 |  | -0.72
2020-02-15 16:00 | LONG | LONG | BALP | 14.31 | 7.1 |  | 7.1 | -7.21 |  | -7.21 | 14.96 | 7.1 |  | 7.1 | -7.86 |  | -7.86 | 13.08 | 7.1 |  | 7.1 | -5.98 |  | -5.98
2020-02-15 17:00 | SHORT | SHORT | BALP | 14.31 | 42 | 42 |  | 56.31 | 56.31 |  | 14.96 | 42 | 42 |  | 56.96 | 56.96 |  | 13.08 | 42 | 42 |  | 55.08 | 55.08
2020-02-15 18:00 | SHORT | SHORT | BALP | 14.31 | 58.8 | 58.8 |  | 73.11 | 73.11 |  | 14.96 | 58.8 | 58.8 |  | 73.76 | 73.76 |  | 13.08 | 58.8 | 58.8 |  | 71.88 | 71.88
2020-02-15 19:00 | LONG | LONG | VoAA | 14.31 | 47.8 |  | 47.8 | 33.49 |  | 33.49 | 14.96 | 43.94 |  | 43.94 | 28.98 |  | 28.98 | 13.08 | 30.07 |  | 30.07 | 16.99 |  | 16.99
2020-02-15 20:00 | LONG | LONG | BALP | 14.31 | 21.45 |  | 21.45 | 7.14 |  | 7.14 | 14.96 | 21.45 |  | 21.45 | 6.49 |  | 6.49 | 13.08 | 21.45 |  | 21.45 | 8.37 |  | 8.37
2020-02-15 21:00 | LONG | LONG | BALP | 14.31 | 7 |  | 7 | -7.31 |  | -7.31 | 14.96 | 7 |  | 7 | -7.96 |  | -7.96 | 13.08 | 7 |  | 7 | -6.08 |  | -6.08
2020-02-15 22:00 | LONG | LONG | BALP | 14.31 | 7 |  | 7 | -7.31 |  | -7.31 | 14.96 | 7 |  | 7 | -7.96 |  | -7.96 | 13.08 | 7 |  | 7 | -6.08 |  | -6.08
2020-02-15 23:00 | LONG | LONG | BALP | 14.31 | 1.04 |  | 1.04 | -13.27 |  | -13.27 | 14.96 | 1.04 |  | 1.04 | -13.92 |  | -13.92 | 13.08 | 1.04 |  | 1.04 | -12.04 |  | -12.04
2020-02-16 | LONG | LONG | BALP | 14.31 | 0.1 |  | 0.1 | -14.21 |  | -14.21 | 14.96 | 0.1 |  | 0.1 | -14.86 |  | -14.86 | 13.08 | 0.1 |  | 0.1 | -12.98 |  | -12.98
2020-02-16 01:00 | LONG | LONG | BALP | 14.31 | 0.1 |  | 0.1 | -14.21 |  | -14.21 | 14.96 | 0.1 |  | 0.1 | -14.86 |  | -14.86 | 13.08 | 0.1 |  | 0.1 | -12.98 |  | -12.98
2020-02-16 02:00 | LONG | LONG | BALP | 14.31 | 4.98 |  | 4.98 | -9.33 |  | -9.33 | 14.96 | 4.98 |  | 4.98 | -9.98 |  | -9.98 | 13.08 | 4.98 |  | 4.98 | -8.1 |  | -8.1
2020-02-16 03:00 | SHORT | SHORT | VoAA | 14.31 | 40 | 40 |  | 54.31 | 54.31 |  | 14.96 | 20.05 | 20.05 |  | 35.01 | 35.01 |  | 13.08 | 15.36 | 15.36 |  | 28.44 | 28.44
2020-02-16 04:00 | LONG | LONG | VoAA | 14.31 | 0.1 |  | 0.1 | -14.21 |  | -14.21 | 14.96 | 20.05 |  | 20.05 | 5.09 |  | 5.09 | 13.08 | 8.01 |  | 8.01 | -5.07 |  | -5.07
2020-02-16 05:00 | LONG | LONG | VoAA | 14.31 | 0.1 |  | 0.1 | -14.21 |  | -14.21 | 14.96 | 20.05 |  | 20.05 | 5.09 |  | 5.09 | 13.08 | 7.47 |  | 7.47 | -5.61 |  | -5.61
2020-02-16 06:00 | SHORT | LONG | BALP | 14.31 | 58.8 | 58.8 |  | 73.11 | 73.11 |  | 14.96 | 58.8 | 58.8 |  | 73.76 | 73.76 |  | 13.08 | 7.09 |  | 7.09 | -5.99 |  | -5.99
2020-02-16 07:00 | LONG | LONG | VoAA | 14.31 | 0.1 |  | 0.1 | -14.21 |  | -14.21 | 14.96 | 20.05 |  | 20.05 | 5.09 |  | 5.09 | 13.08 | 5.96 |  | 5.96 | -7.12 |  | -7.12
2020-02-16 08:00 | LONG | LONG | BALP | 14.31 | 1.9 |  | 1.9 | -12.41 |  | -12.41 | 14.96 | 1.9 |  | 1.9 | -13.06 |  | -13.06 | 13.08 | 1.9 |  | 1.9 | -11.18 |  | -11.18
2020-02-16 09:00 | LONG | LONG | BALP | 14.31 | 6.54 |  | 6.54 | -7.77 |  | -7.77 | 14.96 | 6.54 |  | 6.54 | -8.42 |  | -8.42 | 13.08 | 6.54 |  | 6.54 | -6.54 |  | -6.54
2020-02-16 10:00 | LONG | LONG | VoAA | 14.31 | 0.1 |  | 0.1 | -14.21 |  | -14.21 | 14.96 | 9.44 |  | 9.44 | -5.52 |  | -5.52 | 13.08 | 8.77 |  | 8.77 | -4.31 |  | -4.31
2020-02-16 11:00 | LONG | LONG | BALP | 14.31 | 9.27 |  | 9.27 | -5.04 |  | -5.04 | 14.96 | 9.27 |  | 9.27 | -5.69 |  | -5.69 | 13.08 | 9.27 |  | 9.27 | -3.81 |  | -3.81
2020-02-16 12:00 | LONG | LONG | VoAA | 14.31 | 0.1 |  | 0.1 | -14.21 |  | -14.21 | 14.96 | 9.82 |  | 9.82 | -5.14 |  | -5.14 | 13.08 | 9.54 |  | 9.54 | -3.54 |  | -3.54
2020-02-16 13:00 | SHORT | SHORT | VoAA | 14.31 | 19.62 | 19.62 |  | 33.93 | 33.93 |  | 14.96 | 9.86 | 9.86 |  | 24.82 | 24.82 |  | 13.08 | 9.62 | 9.62 |  | 22.7 | 22.7
2020-02-16 14:00 | SHORT | SHORT | BALP | 14.31 | 54 | 54 |  | 68.31 | 68.31 |  | 14.96 | 54 | 54 |  | 68.96 | 68.96 |  | 13.08 | 54 | 54 |  | 67.08 | 67.08
2020-02-16 15:00 | SHORT | SHORT | BALP | 14.31 | 9.19 | 9.19 |  | 23.5 | 23.5 |  | 14.96 | 9.19 | 9.19 |  | 24.15 | 24.15 |  | 13.08 | 9.19 | 9.19 |  | 22.27 | 22.27
2020-02-16 16:00 | SHORT | SHORT | BALP | 14.31 | 9.31 | 9.31 |  | 23.62 | 23.62 |  | 14.96 | 9.31 | 9.31 |  | 24.27 | 24.27 |  | 13.08 | 9.31 | 9.31 |  | 22.39 | 22.39
2020-02-16 17:00 | LONG | LONG | BALP | 14.31 | 9.95 |  | 9.95 | -4.36 |  | -4.36 | 14.96 | 9.95 |  | 9.95 | -5.01 |  | -5.01 | 13.08 | 9.95 |  | 9.95 | -3.13 |  | -3.13
2020-02-16 18:00 | LONG | LONG | BALP | 14.31 | 41.8 |  | 41.8 | 27.49 |  | 27.49 | 14.96 | 41.8 |  | 41.8 | 26.84 |  | 26.84 | 13.08 | 41.8 |  | 41.8 | 28.72 |  | 28.72
2020-02-16 19:00 | LONG | LONG | VoAA | 14.31 | 47.8 |  | 47.8 | 33.49 |  | 33.49 | 14.96 | 34.15 |  | 34.15 | 19.19 |  | 19.19 | 13.08 | 10.5 |  | 10.5 | -2.58 |  | -2.58
2020-02-16 20:00 | LONG | LONG | VoAA | 14.31 | 47.8 |  | 47.8 | 33.49 |  | 33.49 | 14.96 | 34.02 |  | 34.02 | 19.06 |  | 19.06 | 13.08 | 10.24 |  | 10.24 | -2.84 |  | -2.84
2020-02-16 21:00 | LONG | LONG | VoAA | 14.31 | 0.1 |  | 0.1 | -14.21 |  | -14.21 | 14.96 | 9.96 |  | 9.96 | -5 |  | -5 | 13.08 | 9.82 |  | 9.82 | -3.26 |  | -3.26
2020-02-16 22:00 | LONG | LONG | BALP | 14.31 | 9.44 |  | 9.44 | -4.87 |  | -4.87 | 14.96 | 9.44 |  | 9.44 | -5.52 |  | -5.52 | 13.08 | 9.44 |  | 9.44 | -3.64 |  | -3.64
2020-02-16 23:00 | LONG | LONG | BALP | 14.31 | 0.1 |  | 0.1 | -14.21 |  | -14.21 | 14.96 | 0.1 |  | 0.1 | -14.86 |  | -14.86 | 13.08 | 0.1 |  | 0.1 | -12.98 |  | -12.98
2020-02-17 | LONG | LONG | BALP | 14.31 | 8.39 |  | 8.39 | -5.92 |  | -5.92 | 14.96 | 8.39 |  | 8.39 | -6.57 |  | -6.57 | 13.08 | 8.39 |  | 8.39 | -4.69 |  | -4.69
2020-02-17 01:00 | SHORT | SHORT | BALP | 14.31 | 62 | 62 |  | 76.31 | 76.31 |  | 14.96 | 62 | 62 |  | 76.96 | 76.96 |  | 13.08 | 62 | 62 |  | 75.08 | 75.08
2020-02-17 02:00 | LONG | LONG | VoAA | 14.31 | 47.8 |  | 47.8 | 33.49 |  | 33.49 | 14.96 | 48.8 |  | 48.8 | 33.84 |  | 33.84 | 13.08 | 4.06 |  | 4.06 | -9.02 |  | -9.02
2020-02-17 03:00 | LONG | LONG | BALP | 14.31 | 3.89 |  | 3.89 | -10.42 |  | -10.42 | 14.96 | 3.89 |  | 3.89 | -11.07 |  | -11.07 | 13.08 | 3.89 |  | 3.89 | -9.19 |  | -9.19
2020-02-17 04:00 | LONG | LONG | BALP | 14.31 | 3.68 |  | 3.68 | -10.63 |  | -10.63 | 14.96 | 3.68 |  | 3.68 | -11.28 |  | -11.28 | 13.08 | 3.68 |  | 3.68 | -9.4 |  | -9.4
2020-02-17 05:00 | LONG | LONG | BALP | 14.31 | 47.8 |  | 47.8 | 33.49 |  | 33.49 | 14.96 | 47.8 |  | 47.8 | 32.84 |  | 32.84 | 13.08 | 47.8 |  | 47.8 | 34.72 |  | 34.72
2020-02-17 06:00 | LONG | LONG | VoAA | 14.31 | 47.8 |  | 47.8 | 33.49 |  | 33.49 | 14.96 | 48.4 |  | 48.4 | 33.44 |  | 33.44 | 13.08 | 9.49 |  | 9.49 | -3.59 |  | -3.59
2020-02-17 07:00 | LONG | LONG | BALP | 14.31 | 41.8 |  | 41.8 | 27.49 |  | 27.49 | 14.96 | 41.8 |  | 41.8 | 26.84 |  | 26.84 | 13.08 | 41.8 |  | 41.8 | 28.72 |  | 28.72
2020-02-17 08:00 | LONG | LONG | BALP | 14.31 | 0.1 |  | 0.1 | -14.21 |  | -14.21 | 14.96 | 0.1 |  | 0.1 | -14.86 |  | -14.86 | 13.08 | 0.1 |  | 0.1 | -12.98 |  | -12.98
2020-02-17 09:00 | LONG | LONG | BALP | 14.31 | 12 |  | 12 | -2.31 |  | -2.31 | 14.96 | 12 |  | 12 | -2.96 |  | -2.96 | 13.08 | 12 |  | 12 | -1.08 |  | -1.08
2020-02-17 10:00 | LONG | LONG | BALP | 14.31 | 12 |  | 12 | -2.31 |  | -2.31 | 14.96 | 12 |  | 12 | -2.96 |  | -2.96 | 13.08 | 12 |  | 12 | -1.08 |  | -1.08
2020-02-17 11:00 | LONG | LONG | BALP | 14.31 | 12 |  | 12 | -2.31 |  | -2.31 | 14.96 | 12 |  | 12 | -2.96 |  | -2.96 | 13.08 | 12 |  | 12 | -1.08 |  | -1.08
2020-02-17 12:00 | LONG | LONG | VoAA | 14.31 | 41.8 |  | 41.8 | 27.49 |  | 27.49 | 14.96 | 35.94 |  | 35.94 | 20.98 |  | 20.98 | 13.08 | 20.08 |  | 20.08 | 7 |  | 7
2020-02-17 13:00 | SHORT | LONG | BALP | 14.31 | 42 | 42 |  | 56.31 | 56.31 |  | 14.96 | 42 | 42 |  | 56.96 | 56.96 |  | 13.08 | 20.08 |  | 20.08 | 7 |  | 7
2020-02-17 14:00 | LONG | LONG | BALP | 14.31 | 11.46 |  | 11.46 | -2.85 |  | -2.85 | 14.96 | 11.46 |  | 11.46 | -3.5 |  | -3.5 | 13.08 | 11.46 |  | 11.46 | -1.62 |  | -1.62
2020-02-17 15:00 | LONG | LONG | BALP | 14.31 | 11.48 |  | 11.48 | -2.83 |  | -2.83 | 14.96 | 11.48 |  | 11.48 | -3.48 |  | -3.48 | 13.08 | 11.48 |  | 11.48 | -1.6 |  | -1.6
2020-02-17 16:00 | LONG | LONG | BALP | 14.31 | 11.45 |  | 11.45 | -2.86 |  | -2.86 | 14.96 | 11.45 |  | 11.45 | -3.51 |  | -3.51 | 13.08 | 11.45 |  | 11.45 | -1.63 |  | -1.63
2020-02-17 17:00 | LONG | LONG | BALP | 14.31 | 12 |  | 12 | -2.31 |  | -2.31 | 14.96 | 12 |  | 12 | -2.96 |  | -2.96 | 13.08 | 12 |  | 12 | -1.08 |  | -1.08
2020-02-17 18:00 | SHORT | SHORT | BALP | 14.31 | 60 | 60 |  | 74.31 | 74.31 |  | 14.96 | 60 | 60 |  | 74.96 | 74.96 |  | 13.08 | 60 | 60 |  | 73.08 | 73.08
2020-02-17 19:00 | SHORT | SHORT | BALP | 14.31 | 60 | 60 |  | 74.31 | 74.31 |  | 14.96 | 60 | 60 |  | 74.96 | 74.96 |  | 13.08 | 60 | 60 |  | 73.08 | 73.08
2020-02-17 20:00 | SHORT | SHORT | BALP | 14.31 | 45 | 45 |  | 59.31 | 59.31 |  | 14.96 | 45 | 45 |  | 59.96 | 59.96 |  | 13.08 | 45 | 45 |  | 58.08 | 58.08
2020-02-17 21:00 | LONG | LONG | BALP | 14.31 | 8 |  | 8 | -6.31 |  | -6.31 | 14.96 | 8 |  | 8 | -6.96 |  | -6.96 | 13.08 | 8 |  | 8 | -5.08 |  | -5.08
2020-02-17 22:00 | LONG | LONG | BALP | 14.31 | 11.12 |  | 11.12 | -3.19 |  | -3.19 | 14.96 | 11.12 |  | 11.12 | -3.84 |  | -3.84 | 13.08 | 11.12 |  | 11.12 | -1.96 |  | -1.96
2020-02-17 23:00 | LONG | LONG | BALP | 14.31 | 10.84 |  | 10.84 | -3.47 |  | -3.47 | 14.96 | 10.84 |  | 10.84 | -4.12 |  | -4.12 | 13.08 | 10.84 |  | 10.84 | -2.24 |  | -2.24
2020-02-18 | LONG | LONG | VoAA | 14.31 | -14.02 |  | -14.02 | -28.33 |  | -28.33 | 14.96 | 18.54 |  | 18.54 | 3.58 |  | 3.58 | 13.08 | 25.4 |  | 25.4 | 12.32 |  | 12.32
2020-02-18 01:00 | LONG | LONG | BALP | 14.31 | 6 |  | 6 | -8.31 |  | -8.31 | 14.96 | 6 |  | 6 | -8.96 |  | -8.96 | 13.08 | 6 |  | 6 | -7.08 |  | -7.08
2020-02-18 02:00 | LONG | LONG | BALP | 14.31 | 3.5 |  | 3.5 | -10.81 |  | -10.81 | 14.96 | 3.5 |  | 3.5 | -11.46 |  | -11.46 | 13.08 | 3.5 |  | 3.5 | -9.58 |  | -9.58
2020-02-18 03:00 | LONG | LONG | BALP | 14.31 | 3.5 |  | 3.5 | -10.81 |  | -10.81 | 14.96 | 3.5 |  | 3.5 | -11.46 |  | -11.46 | 13.08 | 3.5 |  | 3.5 | -9.58 |  | -9.58
2020-02-18 04:00 | LONG | LONG | BALP | 14.31 | 8.58 |  | 8.58 | -5.73 |  | -5.73 | 14.96 | 8.58 |  | 8.58 | -6.38 |  | -6.38 | 13.08 | 8.58 |  | 8.58 | -4.5 |  | -4.5
2020-02-18 05:00 | LONG | LONG | BALP | 14.31 | 8.94 |  | 8.94 | -5.37 |  | -5.37 | 14.96 | 8.94 |  | 8.94 | -6.02 |  | -6.02 | 13.08 | 8.94 |  | 8.94 | -4.14 |  | -4.14
2020-02-18 06:00 | LONG | LONG | BALP | 14.31 | 0.1 |  | 0.1 | -14.21 |  | -14.21 | 14.96 | 0.1 |  | 0.1 | -14.86 |  | -14.86 | 13.08 | 0.1 |  | 0.1 | -12.98 |  | -12.98
2020-02-18 07:00 | LONG | LONG | BALP | 14.31 | 8 |  | 8 | -6.31 |  | -6.31 | 14.96 | 8 |  | 8 | -6.96 |  | -6.96 | 13.08 | 8 |  | 8 | -5.08 |  | -5.08
2020-02-18 08:00 | LONG | LONG | VoAA | 14.31 | 49.1 |  | 49.1 | 34.79 |  | 34.79 | 14.96 | 46.51 |  | 46.51 | 31.55 |  | 31.55 | 13.08 | 33.91 |  | 33.91 | 20.83 |  | 20.83
2020-02-18 09:00 | SHORT | SHORT | BALP | 14.31 | 95 | 95 |  | 109.31 | 109.31 |  | 14.96 | 95 | 95 |  | 109.96 | 109.96 |  | 13.08 | 95 | 95 |  | 108.08 | 108.08
2020-02-18 10:00 | SHORT | LONG | BALP | 14.31 | 50 | 50 |  | 64.31 | 64.31 |  | 14.96 | 50 | 50 |  | 64.96 | 64.96 |  | 13.08 | 41.68 |  | 41.68 | 28.6 |  | 28.6
2020-02-18 11:00 | LONG | LONG | VoAA | 14.31 | 49.1 |  | 49.1 | 34.79 |  | 34.79 | 14.96 | 45.01 |  | 45.01 | 30.05 |  | 30.05 | 13.08 | 30.91 |  | 30.91 | 17.83 |  | 17.83
2020-02-18 12:00 | LONG | LONG | BALP | 14.31 | 8.46 |  | 8.46 | -5.85 |  | -5.85 | 14.96 | 8.46 |  | 8.46 | -6.5 |  | -6.5 | 13.08 | 8.46 |  | 8.46 | -4.62 |  | -4.62
2020-02-18 13:00 | LONG | LONG | VoAA | 14.31 | 49.1 |  | 49.1 | 34.79 |  | 34.79 | 14.96 | 46.55 |  | 46.55 | 31.59 |  | 31.59 | 13.08 | 34.06 |  | 34.06 | 20.98 |  | 20.98
2020-02-18 14:00 | SHORT | LONG | BALP | 14.31 | 37.08 | 37.08 |  | 51.39 | 51.39 |  | 14.96 | 37.08 | 37.08 |  | 52.04 | 52.04 |  | 13.08 | 27.08 |  | 27.08 | 14 |  | 14
2020-02-18 15:00 | LONG | LONG | VoAA | 14.31 | 49.1 |  | 49.1 | 34.79 |  | 34.79 | 14.96 | 46.55 |  | 46.55 | 31.59 |  | 31.59 | 13.08 | 36.88 |  | 36.88 | 23.8 |  | 23.8
2020-02-18 16:00 | LONG | LONG | BALP | 14.31 | 5.97 |  | 5.97 | -8.34 |  | -8.34 | 14.96 | 5.97 |  | 5.97 | -8.99 |  | -8.99 | 13.08 | 5.97 |  | 5.97 | -7.11 |  | -7.11
2020-02-18 17:00 | LONG | LONG | BALP | 14.31 | 0.1 |  | 0.1 | -14.21 |  | -14.21 | 14.96 | 0.1 |  | 0.1 | -14.86 |  | -14.86 | 13.08 | 0.1 |  | 0.1 | -12.98 |  | -12.98
2020-02-18 18:00 | LONG | LONG | BALP | 14.31 | 6.47 |  | 6.47 | -7.84 |  | -7.84 | 14.96 | 6.47 |  | 6.47 | -8.49 |  | -8.49 | 13.08 | 6.47 |  | 6.47 | -6.61 |  | -6.61
2020-02-18 19:00 | LONG | LONG | VoAA | 14.31 | 49.1 |  | 49.1 | 34.79 |  | 34.79 | 14.96 | 49.75 |  | 49.75 | 34.79 |  | 34.79 | 13.08 | 42.01 |  | 42.01 | 28.93 |  | 28.93
2020-02-18 20:00 | LONG | LONG | VoAA | 14.31 | 49.1 |  | 49.1 | 34.79 |  | 34.79 | 14.96 | 47.05 |  | 47.05 | 32.09 |  | 32.09 | 13.08 | 35 |  | 35 | 21.92 |  | 21.92
2020-02-18 21:00 | SHORT | SHORT | VoAA | 14.31 | 45.09 | 45.09 |  | 59.4 | 59.4 |  | 14.96 | 47.1 | 47.1 |  | 62.06 | 62.06 |  | 13.08 | 35.09 | 35.09 |  | 48.17 | 48.17
2020-02-18 22:00 | LONG | LONG | VoAA | 14.31 | 49.1 |  | 49.1 | 34.79 |  | 34.79 | 14.96 | 37.02 |  | 37.02 | 22.06 |  | 22.06 | 13.08 | 14.94 |  | 14.94 | 1.86 |  | 1.86
2020-02-18 23:00 | LONG | LONG | VoAA | 14.31 | 49.1 |  | 49.1 | 34.79 |  | 34.79 | 14.96 | 35.18 |  | 35.18 | 20.22 |  | 20.22 | 13.08 | 11.25 |  | 11.25 | -1.83 |  | -1.83
2020-02-19 | LONG | LONG | VoAA | 14.31 | 0.1 |  | 0.1 | -14.21 |  | -14.21 | 14.96 | 26 |  | 26 | 11.04 |  | 11.04 | 13.08 | 10.94 |  | 10.94 | -2.14 |  | -2.14
2020-02-19 01:00 | SHORT | SHORT | VoAA | 14.31 | 51.9 | 51.9 |  | 66.21 | 66.21 |  | 14.96 | 25.95 | 25.95 |  | 40.91 | 40.91 |  | 13.08 | 10.25 | 10.25 |  | 23.33 | 23.33
2020-02-19 02:00 | LONG | LONG | VoAA | 14.31 | 0 |  | 0 | -14.31 |  | -14.31 | 14.96 | 25.95 |  | 25.95 | 10.99 |  | 10.99 | 13.08 | 10.21 |  | 10.21 | -2.87 |  | -2.87
2020-02-19 03:00 | SHORT | SHORT | VoAA | 14.31 | 51.9 | 51.9 |  | 66.21 | 66.21 |  | 14.96 | 25.95 | 25.95 |  | 40.91 | 40.91 |  | 13.08 | 10.33 | 10.33 |  | 23.41 | 23.41
2020-02-19 04:00 | SHORT | SHORT | VoAA | 14.31 | 51.9 | 51.9 |  | 66.21 | 66.21 |  | 14.96 | 25.95 | 25.95 |  | 40.91 | 40.91 |  | 13.08 | 10.91 | 10.91 |  | 23.99 | 23.99
2020-02-19 05:00 | SHORT | SHORT | BALP | 14.31 | 62 | 62 |  | 76.31 | 76.31 |  | 14.96 | 62 | 62 |  | 76.96 | 76.96 |  | 13.08 | 62 | 62 |  | 75.08 | 75.08
2020-02-19 06:00 | LONG | LONG | BALP | 14.31 | 31.48 |  | 31.48 | 17.17 |  | 17.17 | 14.96 | 31.48 |  | 31.48 | 16.52 |  | 16.52 | 13.08 | 31.48 |  | 31.48 | 18.4 |  | 18.4
2020-02-19 07:00 | SHORT | LONG | BALP | 14.31 | 55 | 55 |  | 69.31 | 69.31 |  | 14.96 | 55 | 55 |  | 69.96 | 69.96 |  | 13.08 | 43.96 |  | 43.96 | 30.88 |  | 30.88
2020-02-19 08:00 | LONG | LONG | VoAA | 14.31 | 49.9 |  | 49.9 | 35.59 |  | 35.59 | 14.96 | 49.93 |  | 49.93 | 34.97 |  | 34.97 | 13.08 | 39.96 |  | 39.96 | 26.88 |  | 26.88
2020-02-19 09:00 | SHORT | SHORT | BALP | 14.31 | 51.8 | 51.8 |  | 66.11 | 66.11 |  | 14.96 | 51.8 | 51.8 |  | 66.76 | 66.76 |  | 13.08 | 51.8 | 51.8 |  | 64.88 | 64.88
2020-02-19 10:00 | LONG | LONG | VoAA | 14.31 | 35.3 |  | 35.3 | 20.99 |  | 20.99 | 14.96 | 36.3 |  | 36.3 | 21.34 |  | 21.34 | 13.08 | 46.77 |  | 46.77 | 33.69 |  | 33.69
2020-02-19 11:00 | SHORT | SHORT | BALP | 14.31 | 94 | 94 |  | 108.31 | 108.31 |  | 14.96 | 94 | 94 |  | 108.96 | 108.96 |  | 13.08 | 94 | 94 |  | 107.08 | 107.08
2020-02-19 12:00 | SHORT | SHORT | BALP | 14.31 | 70 | 70 |  | 84.31 | 84.31 |  | 14.96 | 70 | 70 |  | 84.96 | 84.96 |  | 13.08 | 70 | 70 |  | 83.08 | 83.08
2020-02-19 13:00 | SHORT | SHORT | BALP | 14.31 | 66.3 | 66.3 |  | 80.61 | 80.61 |  | 14.96 | 66.3 | 66.3 |  | 81.26 | 81.26 |  | 13.08 | 66.3 | 66.3 |  | 79.38 | 79.38
2020-02-19 14:00 | LONG | LONG | VoAA | 14.31 | 35.3 |  | 35.3 | 20.99 |  | 20.99 | 14.96 | 42.3 |  | 42.3 | 27.34 |  | 27.34 | 13.08 | 35 |  | 35 | 21.92 |  | 21.92
2020-02-19 15:00 | LONG | LONG | VoAA | 14.31 | 35.3 |  | 35.3 | 20.99 |  | 20.99 | 14.96 | 42.3 |  | 42.3 | 27.34 |  | 27.34 | 13.08 | 43.93 |  | 43.93 | 30.85 |  | 30.85
2020-02-19 16:00 | LONG | LONG | VoAA | 14.31 | 35.3 |  | 35.3 | 20.99 |  | 20.99 | 14.96 | 42.3 |  | 42.3 | 27.34 |  | 27.34 | 13.08 | 41.03 |  | 41.03 | 27.95 |  | 27.95
2020-02-19 17:00 | LONG | LONG | BALP | 14.31 | 7.93 |  | 7.93 | -6.38 |  | -6.38 | 14.96 | 7.93 |  | 7.93 | -7.03 |  | -7.03 | 13.08 | 7.93 |  | 7.93 | -5.15 |  | -5.15
2020-02-19 18:00 | SHORT | SHORT | BALP | 14.31 | 94 | 94 |  | 108.31 | 108.31 |  | 14.96 | 94 | 94 |  | 108.96 | 108.96 |  | 13.08 | 94 | 94 |  | 107.08 | 107.08
2020-02-19 19:00 | SHORT | SHORT | BALP | 14.31 | 149 | 149 |  | 163.31 | 163.31 |  | 14.96 | 149 | 149 |  | 163.96 | 163.96 |  | 13.08 | 149 | 149 |  | 162.08 | 162.08
2020-02-19 20:00 | SHORT | SHORT | BALP | 14.31 | 51.8 | 51.8 |  | 66.11 | 66.11 |  | 14.96 | 51.8 | 51.8 |  | 66.76 | 66.76 |  | 13.08 | 51.8 | 51.8 |  | 64.88 | 64.88
2020-02-19 21:00 | SHORT | SHORT | BALP | 14.31 | 38.6 | 38.6 |  | 52.91 | 52.91 |  | 14.96 | 38.6 | 38.6 |  | 53.56 | 53.56 |  | 13.08 | 38.6 | 38.6 |  | 51.68 | 51.68
2020-02-19 22:00 | SHORT | SHORT | BALP | 14.31 | 62 | 62 |  | 76.31 | 76.31 |  | 14.96 | 62 | 62 |  | 76.96 | 76.96 |  | 13.08 | 62 | 62 |  | 75.08 | 75.08
2020-02-19 23:00 | SHORT | LONG | BALP | 14.31 | 52.3 | 52.3 |  | 66.61 | 66.61 |  | 14.96 | 52.3 | 52.3 |  | 67.26 | 67.26 |  | 13.08 | 31.33 |  | 31.33 | 18.25 |  | 18.25
2020-02-20 | SHORT | SHORT | VoAA | 14.31 | 34.94 | 34.94 |  | 49.25 | 49.25 |  | 14.96 | 17.47 | 17.47 |  | 32.43 | 32.43 |  | 13.08 | 24.94 | 24.94 |  | 38.02 | 38.02
2020-02-20 01:00 | SHORT | SHORT | BALP | 14.31 | 52.4 | 52.4 |  | 66.71 | 66.71 |  | 14.96 | 52.4 | 52.4 |  | 67.36 | 67.36 |  | 13.08 | 52.4 | 52.4 |  | 65.48 | 65.48
2020-02-20 02:00 | SHORT | SHORT | BALP | 14.31 | 52.4 | 52.4 |  | 66.71 | 66.71 |  | 14.96 | 52.4 | 52.4 |  | 67.36 | 67.36 |  | 13.08 | 52.4 | 52.4 |  | 65.48 | 65.48
2020-02-20 03:00 | LONG | LONG | VoAA | 14.31 | 41.4 |  | 41.4 | 27.09 |  | 27.09 | 14.96 | 42.4 |  | 42.4 | 27.44 |  | 27.44 | 13.08 | 27.02 |  | 27.02 | 13.94 |  | 13.94
2020-02-20 04:00 | LONG | LONG | VoAA | 14.31 | 5 |  | 5 | -9.31 |  | -9.31 | 14.96 | 24.2 |  | 24.2 | 9.24 |  | 9.24 | 13.08 | 27.08 |  | 27.08 | 14 |  | 14
2020-02-20 05:00 | LONG | LONG | VoAA | 14.31 | 36.5 |  | 36.5 | 22.19 |  | 22.19 | 14.96 | 43.5 |  | 43.5 | 28.54 |  | 28.54 | 13.08 | 29.61 |  | 29.61 | 16.53 |  | 16.53
2020-02-20 06:00 | SHORT | SHORT | BALP | 14.31 | 95 | 95 |  | 109.31 | 109.31 |  | 14.96 | 95 | 95 |  | 109.96 | 109.96 |  | 13.08 | 95 | 95 |  | 108.08 | 108.08
2020-02-20 07:00 | SHORT | LONG | BALP | 14.31 | 80 | 80 |  | 94.31 | 94.31 |  | 14.96 | 80 | 80 |  | 94.96 | 94.96 |  | 13.08 | 47.06 |  | 47.06 | 33.98 |  | 33.98
2020-02-20 08:00 | SHORT | LONG | BALP | 14.31 | 80 | 80 |  | 94.31 | 94.31 |  | 14.96 | 80 | 80 |  | 94.96 | 94.96 |  | 13.08 | 54.92 |  | 54.92 | 41.84 |  | 41.84
2020-02-20 09:00 | LONG | LONG | BALP | 14.31 | 15.8 |  | 15.8 | 1.49 |  | 1.49 | 14.96 | 15.8 |  | 15.8 | 0.84 |  | 0.84 | 13.08 | 15.8 |  | 15.8 | 2.72 |  | 2.72
2020-02-20 10:00 | LONG | LONG | VoAA | 14.31 | 35.4 |  | 35.4 | 21.09 |  | 21.09 | 14.96 | 44.7 |  | 44.7 | 29.74 |  | 29.74 | 13.08 | 59.05 |  | 59.05 | 45.97 |  | 45.97
2020-02-20 11:00 | SHORT | LONG | BALP | 14.31 | 80 | 80 |  | 94.31 | 94.31 |  | 14.96 | 80 | 80 |  | 94.96 | 94.96 |  | 13.08 | 58.72 |  | 58.72 | 45.64 |  | 45.64
2020-02-20 12:00 | LONG | LONG | BALP | 14.31 | 29.4 |  | 29.4 | 15.09 |  | 15.09 | 14.96 | 29.4 |  | 29.4 | 14.44 |  | 14.44 | 13.08 | 29.4 |  | 29.4 | 16.32 |  | 16.32
2020-02-20 13:00 | SHORT | SHORT | BALP | 14.31 | 84 | 84 |  | 98.31 | 98.31 |  | 14.96 | 84 | 84 |  | 98.96 | 98.96 |  | 13.08 | 84 | 84 |  | 97.08 | 97.08
2020-02-20 14:00 | SHORT | SHORT | BALP | 14.31 | 45.1 | 45.1 |  | 59.41 | 59.41 |  | 14.96 | 45.1 | 45.1 |  | 60.06 | 60.06 |  | 13.08 | 45.1 | 45.1 |  | 58.18 | 58.18
2020-02-20 15:00 | SHORT | SHORT | BALP | 14.31 | 200 | 200 |  | 214.31 | 214.31 |  | 14.96 | 200 | 200 |  | 214.96 | 214.96 |  | 13.08 | 200 | 200 |  | 213.08 | 213.08
2020-02-20 16:00 | LONG | LONG | VoAA | 14.31 | 35.4 |  | 35.4 | 21.09 |  | 21.09 | 14.96 | 42.4 |  | 42.4 | 27.44 |  | 27.44 | 13.08 | 46.71 |  | 46.71 | 33.63 |  | 33.63
2020-02-20 17:00 | SHORT | SHORT | BALP | 14.31 | 80 | 80 |  | 94.31 | 94.31 |  | 14.96 | 80 | 80 |  | 94.96 | 94.96 |  | 13.08 | 80 | 80 |  | 93.08 | 93.08
2020-02-20 18:00 | SHORT | SHORT | BALP | 14.31 | 95 | 95 |  | 109.31 | 109.31 |  | 14.96 | 95 | 95 |  | 109.96 | 109.96 |  | 13.08 | 95 | 95 |  | 108.08 | 108.08
2020-02-20 19:00 | LONG | LONG | BALP | 14.31 | 43.9 |  | 43.9 | 29.59 |  | 29.59 | 14.96 | 43.9 |  | 43.9 | 28.94 |  | 28.94 | 13.08 | 43.9 |  | 43.9 | 30.82 |  | 30.82
2020-02-20 20:00 | LONG | LONG | BALP | 14.31 | 29.4 |  | 29.4 | 15.09 |  | 15.09 | 14.96 | 29.4 |  | 29.4 | 14.44 |  | 14.44 | 13.08 | 29.4 |  | 29.4 | 16.32 |  | 16.32
2020-02-20 21:00 | SHORT | SHORT | VoAA | 14.31 | 19.77 | 19.77 |  | 34.08 | 34.08 |  | 14.96 | 28.14 | 28.14 |  | 43.1 | 43.1 |  | 13.08 | 9.77 | 9.77 |  | 22.85 | 22.85
2020-02-20 22:00 | SHORT | SHORT | BALP | 14.31 | 84 | 84 |  | 98.31 | 98.31 |  | 14.96 | 84 | 84 |  | 98.96 | 98.96 |  | 13.08 | 84 | 84 |  | 97.08 | 97.08
2020-02-20 23:00 | SHORT | SHORT | BALP | 14.31 | 95 | 95 |  | 109.31 | 109.31 |  | 14.96 | 95 | 95 |  | 109.96 | 109.96 |  | 13.08 | 95 | 95 |  | 108.08 | 108.08
2020-02-21 | SHORT | LONG | BALP | 14.31 | 84 | 84 |  | 98.31 | 98.31 |  | 14.96 | 84 | 84 |  | 98.96 | 98.96 |  | 13.08 | 8.03 |  | 8.03 | -5.05 |  | -5.05
2020-02-21 01:00 | LONG | LONG | VoAA | 14.31 | 0 |  | 0 | -14.31 |  | -14.31 | 14.96 | 26.35 |  | 26.35 | 11.39 |  | 11.39 | 13.08 | 26.76 |  | 26.76 | 13.68 |  | 13.68
2020-02-21 02:00 | LONG | LONG | VoAA | 14.31 | 50.7 |  | 50.7 | 36.39 |  | 36.39 | 14.96 | 57.35 |  | 57.35 | 42.39 |  | 42.39 | 13.08 | 17.41 |  | 17.41 | 4.33 |  | 4.33
2020-02-21 03:00 | LONG | LONG | BALP | 14.31 | 7.37 |  | 7.37 | -6.94 |  | -6.94 | 14.96 | 7.37 |  | 7.37 | -7.59 |  | -7.59 | 13.08 | 7.37 |  | 7.37 | -5.71 |  | -5.71
2020-02-21 04:00 | LONG | LONG | VoAA | 14.31 | 50.7 |  | 50.7 | 36.39 |  | 36.39 | 14.96 | 51.7 |  | 51.7 | 36.74 |  | 36.74 | 13.08 | 7.94 |  | 7.94 | -5.14 |  | -5.14
2020-02-21 05:00 | LONG | LONG | VoAA | 14.31 | 50.7 |  | 50.7 | 36.39 |  | 36.39 | 14.96 | 57.35 |  | 57.35 | 42.39 |  | 42.39 | 13.08 | 16.62 |  | 16.62 | 3.54 |  | 3.54
2020-02-21 06:00 | LONG | LONG | VoAA | 14.31 | 0.1 |  | 0.1 | -14.21 |  | -14.21 | 14.96 | 32.05 |  | 32.05 | 17.09 |  | 17.09 | 13.08 | 16.08 |  | 16.08 | 3 |  | 3
2020-02-21 07:00 | LONG | LONG | BALP | 14.31 | 15.96 |  | 15.96 | 1.65 |  | 1.65 | 14.96 | 15.96 |  | 15.96 | 1 |  | 1 | 13.08 | 15.96 |  | 15.96 | 2.88 |  | 2.88
2020-02-21 08:00 | LONG | LONG | BALP | 14.31 | 17.68 |  | 17.68 | 3.37 |  | 3.37 | 14.96 | 17.68 |  | 17.68 | 2.72 |  | 2.72 | 13.08 | 17.68 |  | 17.68 | 4.6 |  | 4.6
2020-02-21 09:00 | SHORT | SHORT | BALP | 14.31 | 80 | 80 |  | 94.31 | 94.31 |  | 14.96 | 80 | 80 |  | 94.96 | 94.96 |  | 13.08 | 80 | 80 |  | 93.08 | 93.08
2020-02-21 10:00 | SHORT | SHORT | BALP | 14.31 | 84 | 84 |  | 98.31 | 98.31 |  | 14.96 | 84 | 84 |  | 98.96 | 98.96 |  | 13.08 | 84 | 84 |  | 97.08 | 97.08
2020-02-21 11:00 | SHORT | SHORT | BALP | 14.31 | 95 | 95 |  | 109.31 | 109.31 |  | 14.96 | 95 | 95 |  | 109.96 | 109.96 |  | 13.08 | 95 | 95 |  | 108.08 | 108.08
2020-02-21 12:00 | SHORT | SHORT | BALP | 14.31 | 83 | 83 |  | 97.31 | 97.31 |  | 14.96 | 83 | 83 |  | 97.96 | 97.96 |  | 13.08 | 83 | 83 |  | 96.08 | 96.08
2020-02-21 13:00 | SHORT | SHORT | BALP | 14.31 | 95 | 95 |  | 109.31 | 109.31 |  | 14.96 | 95 | 95 |  | 109.96 | 109.96 |  | 13.08 | 95 | 95 |  | 108.08 | 108.08
2020-02-21 14:00 | SHORT | SHORT | BALP | 14.31 | 83 | 83 |  | 97.31 | 97.31 |  | 14.96 | 83 | 83 |  | 97.96 | 97.96 |  | 13.08 | 83 | 83 |  | 96.08 | 96.08
2020-02-21 15:00 | LONG | LONG | VoAA | 14.31 | 50.7 |  | 50.7 | 36.39 |  | 36.39 | 14.96 | 61.4 |  | 61.4 | 46.44 |  | 46.44 | 13.08 | 40.05 |  | 40.05 | 26.97 |  | 26.97
2020-02-21 16:00 | SHORT | SHORT | VoAA | 14.31 | 95 | 95 |  | 109.31 | 109.31 |  | 14.96 | 72.85 | 72.85 |  | 87.81 | 87.81 |  | 13.08 | 17.69 | 17.69 |  | 30.77 | 30.77
2020-02-21 17:00 | SHORT | SHORT | BALP | 14.31 | 72.16 | 72.16 |  | 86.47 | 86.47 |  | 14.96 | 72.16 | 72.16 |  | 87.12 | 87.12 |  | 13.08 | 72.16 | 72.16 |  | 85.24 | 85.24
2020-02-21 18:00 | SHORT | SHORT | VoAA | 14.31 | 52.7 | 52.7 |  | 67.01 | 67.01 |  | 14.96 | 51.7 | 51.7 |  | 66.66 | 66.66 |  | 13.08 | 46.77 | 46.77 |  | 59.85 | 59.85
2020-02-21 19:00 | LONG | LONG | VoAA | 14.31 | 50.7 |  | 50.7 | 36.39 |  | 36.39 | 14.96 | 51.7 |  | 51.7 | 36.74 |  | 36.74 | 13.08 | 45.04 |  | 45.04 | 31.96 |  | 31.96
2020-02-21 20:00 | LONG | LONG | BALP | 14.31 | 16.91 |  | 16.91 | 2.6 |  | 2.6 | 14.96 | 16.91 |  | 16.91 | 1.95 |  | 1.95 | 13.08 | 16.91 |  | 16.91 | 3.83 |  | 3.83
2020-02-21 21:00 | LONG | LONG | BALP | 14.31 | 10.29 |  | 10.29 | -4.02 |  | -4.02 | 14.96 | 10.29 |  | 10.29 | -4.67 |  | -4.67 | 13.08 | 10.29 |  | 10.29 | -2.79 |  | -2.79
2020-02-21 22:00 | LONG | LONG | VoAA | 14.31 | 50.7 |  | 50.7 | 36.39 |  | 36.39 | 14.96 | 58.7 |  | 58.7 | 43.74 |  | 43.74 | 13.08 | 9.83 |  | 9.83 | -3.25 |  | -3.25
2020-02-21 23:00 | LONG | LONG | VoAA | 14.31 | 50.7 |  | 50.7 | 36.39 |  | 36.39 | 14.96 | 34.41 |  | 34.41 | 19.45 |  | 19.45 | 13.08 | 8.11 |  | 8.11 | -4.97 |  | -4.97
2020-02-22 | SHORT | LONG | BALP | 14.31 | 61.3 | 61.3 |  | 75.61 | 75.61 |  | 14.96 | 61.3 | 61.3 |  | 76.26 | 76.26 |  | 13.08 | 7.08 |  | 7.08 | -6 |  | -6
2020-02-22 01:00 | LONG | LONG | VoAA | 14.31 | 50.3 |  | 50.3 | 35.99 |  | 35.99 | 14.96 | 51.3 |  | 51.3 | 36.34 |  | 36.34 | 13.08 | 27 |  | 27 | 13.92 |  | 13.92
2020-02-22 02:00 | LONG | LONG | BALP | 14.31 | -1.8 |  | -1.8 | -16.11 |  | -16.11 | 14.96 | -1.8 |  | -1.8 | -16.76 |  | -16.76 | 13.08 | -1.8 |  | -1.8 | -14.88 |  | -14.88
2020-02-22 03:00 | LONG | LONG | BALP | 14.31 | -3.2 |  | -3.2 | -17.51 |  | -17.51 | 14.96 | -3.2 |  | -3.2 | -18.16 |  | -18.16 | 13.08 | -3.2 |  | -3.2 | -16.28 |  | -16.28
2020-02-22 04:00 | LONG | LONG | BALP | 14.31 | -2.89 |  | -2.89 | -17.2 |  | -17.2 | 14.96 | -2.89 |  | -2.89 | -17.85 |  | -17.85 | 13.08 | -2.89 |  | -2.89 | -15.97 |  | -15.97
2020-02-22 05:00 | LONG | LONG | BALP | 14.31 | -1.8 |  | -1.8 | -16.11 |  | -16.11 | 14.96 | -1.8 |  | -1.8 | -16.76 |  | -16.76 | 13.08 | -1.8 |  | -1.8 | -14.88 |  | -14.88
2020-02-22 06:00 | LONG | LONG | BALP | 14.31 | 1.99 |  | 1.99 | -12.32 |  | -12.32 | 14.96 | 1.99 |  | 1.99 | -12.97 |  | -12.97 | 13.08 | 1.99 |  | 1.99 | -11.09 |  | -11.09
2020-02-22 07:00 | LONG | LONG | BALP | 14.31 | 2 |  | 2 | -12.31 |  | -12.31 | 14.96 | 2 |  | 2 | -12.96 |  | -12.96 | 13.08 | 2 |  | 2 | -11.08 |  | -11.08
2020-02-22 08:00 | LONG | LONG | VoAA | 14.31 | 0 |  | 0 | -14.31 |  | -14.31 | 14.96 | 8.48 |  | 8.48 | -6.48 |  | -6.48 | 13.08 | 6.96 |  | 6.96 | -6.12 |  | -6.12
2020-02-22 09:00 | SHORT | SHORT | BALP | 14.31 | 17.44 | 17.44 |  | 31.75 | 31.75 |  | 14.96 | 17.44 | 17.44 |  | 32.4 | 32.4 |  | 13.08 | 17.44 | 17.44 |  | 30.52 | 30.52
2020-02-22 10:00 | SHORT | SHORT | BALP | 14.31 | 8.05 | 8.05 |  | 22.36 | 22.36 |  | 14.96 | 8.05 | 8.05 |  | 23.01 | 23.01 |  | 13.08 | 8.05 | 8.05 |  | 21.13 | 21.13
2020-02-22 11:00 | SHORT | SHORT | BALP | 14.31 | 11 | 11 |  | 25.31 | 25.31 |  | 14.96 | 11 | 11 |  | 25.96 | 25.96 |  | 13.08 | 11 | 11 |  | 24.08 | 24.08
2020-02-22 12:00 | SHORT | SHORT | BALP | 14.31 | 66.3 | 66.3 |  | 80.61 | 80.61 |  | 14.96 | 66.3 | 66.3 |  | 81.26 | 81.26 |  | 13.08 | 66.3 | 66.3 |  | 79.38 | 79.38
2020-02-22 13:00 | SHORT | SHORT | BALP | 14.31 | 66.3 | 66.3 |  | 80.61 | 80.61 |  | 14.96 | 66.3 | 66.3 |  | 81.26 | 81.26 |  | 13.08 | 66.3 | 66.3 |  | 79.38 | 79.38
2020-02-22 14:00 | SHORT | SHORT | BALP | 14.31 | 95 | 95 |  | 109.31 | 109.31 |  | 14.96 | 95 | 95 |  | 109.96 | 109.96 |  | 13.08 | 95 | 95 |  | 108.08 | 108.08
2020-02-22 15:00 | SHORT | SHORT | BALP | 14.31 | 94 | 94 |  | 108.31 | 108.31 |  | 14.96 | 94 | 94 |  | 108.96 | 108.96 |  | 13.08 | 94 | 94 |  | 107.08 | 107.08
2020-02-22 16:00 | LONG | LONG | VoAA | 14.31 | 0.1 |  | 0.1 | -14.21 |  | -14.21 | 14.96 | 9.04 |  | 9.04 | -5.92 |  | -5.92 | 13.08 | 7.98 |  | 7.98 | -5.1 |  | -5.1
2020-02-22 17:00 | LONG | LONG | BALP | 14.31 | 5.2 |  | 5.2 | -9.11 |  | -9.11 | 14.96 | 5.2 |  | 5.2 | -9.76 |  | -9.76 | 13.08 | 5.2 |  | 5.2 | -7.88 |  | -7.88
2020-02-22 18:00 | SHORT | SHORT | BALP | 14.31 | 13.41 | 13.41 |  | 27.72 | 27.72 |  | 14.96 | 13.41 | 13.41 |  | 28.37 | 28.37 |  | 13.08 | 13.41 | 13.41 |  | 26.49 | 26.49
2020-02-22 19:00 | LONG | LONG | VoAA | 14.31 | 0.1 |  | 0.1 | -14.21 |  | -14.21 | 14.96 | 18.01 |  | 18.01 | 3.05 |  | 3.05 | 13.08 | 25.91 |  | 25.91 | 12.83 |  | 12.83
2020-02-22 20:00 | SHORT | SHORT | VoAA | 14.31 | 19.2 | 19.2 |  | 33.51 | 33.51 |  | 14.96 | 9.65 | 9.65 |  | 24.61 | 24.61 |  | 13.08 | 9.2 | 9.2 |  | 22.28 | 22.28
2020-02-22 21:00 | SHORT | SHORT | VoAA | 14.31 | 17.93 | 17.93 |  | 32.24 | 32.24 |  | 14.96 | 9.02 | 9.02 |  | 23.98 | 23.98 |  | 13.08 | 7.93 | 7.93 |  | 21.01 | 21.01
2020-02-22 22:00 | LONG | LONG | BALP | 14.31 | 6.63 |  | 6.63 | -7.68 |  | -7.68 | 14.96 | 6.63 |  | 6.63 | -8.33 |  | -8.33 | 13.08 | 6.63 |  | 6.63 | -6.45 |  | -6.45
2020-02-22 23:00 | SHORT | SHORT | BALP | 14.31 | 95 | 95 |  | 109.31 | 109.31 |  | 14.96 | 95 | 95 |  | 109.96 | 109.96 |  | 13.08 | 95 | 95 |  | 108.08 | 108.08
2020-02-23 | SHORT | LONG | BALP | 14.31 | 94 | 94 |  | 108.31 | 108.31 |  | 14.96 | 94 | 94 |  | 108.96 | 108.96 |  | 13.08 | 5.91 |  | 5.91 | -7.17 |  | -7.17
2020-02-23 01:00 | LONG | LONG | BALP | 14.31 | 6.76 |  | 6.76 | -7.55 |  | -7.55 | 14.96 | 6.76 |  | 6.76 | -8.2 |  | -8.2 | 13.08 | 6.76 |  | 6.76 | -6.32 |  | -6.32
2020-02-23 02:00 | LONG | LONG | BALP | 14.31 | 6.81 |  | 6.81 | -7.5 |  | -7.5 | 14.96 | 6.81 |  | 6.81 | -8.15 |  | -8.15 | 13.08 | 6.81 |  | 6.81 | -6.27 |  | -6.27
2020-02-23 03:00 | LONG | LONG | BALP | 14.31 | 6.13 |  | 6.13 | -8.18 |  | -8.18 | 14.96 | 6.13 |  | 6.13 | -8.83 |  | -8.83 | 13.08 | 6.13 |  | 6.13 | -6.95 |  | -6.95
2020-02-23 04:00 | LONG | LONG | BALP | 14.31 | 5.34 |  | 5.34 | -8.97 |  | -8.97 | 14.96 | 5.34 |  | 5.34 | -9.62 |  | -9.62 | 13.08 | 5.34 |  | 5.34 | -7.74 |  | -7.74
2020-02-23 05:00 | LONG | LONG | BALP | 14.31 | 6.45 |  | 6.45 | -7.86 |  | -7.86 | 14.96 | 6.45 |  | 6.45 | -8.51 |  | -8.51 | 13.08 | 6.45 |  | 6.45 | -6.63 |  | -6.63
2020-02-23 06:00 | LONG | LONG | VoAA | 14.31 | 0.1 |  | 0.1 | -14.21 |  | -14.21 | 14.96 | 26.35 |  | 26.35 | 11.39 |  | 11.39 | 13.08 | 6.95 |  | 6.95 | -6.13 |  | -6.13
2020-02-23 07:00 | LONG | LONG | BALP | 14.31 | 6.6 |  | 6.6 | -7.71 |  | -7.71 | 14.96 | 6.6 |  | 6.6 | -8.36 |  | -8.36 | 13.08 | 6.6 |  | 6.6 | -6.48 |  | -6.48
2020-02-23 08:00 | LONG | LONG | BALP | 14.31 | 0.1 |  | 0.1 | -14.21 |  | -14.21 | 14.96 | 0.1 |  | 0.1 | -14.86 |  | -14.86 | 13.08 | 0.1 |  | 0.1 | -12.98 |  | -12.98
2020-02-23 09:00 | LONG | LONG | BALP | 14.31 | 7.3 |  | 7.3 | -7.01 |  | -7.01 | 14.96 | 7.3 |  | 7.3 | -7.66 |  | -7.66 | 13.08 | 7.3 |  | 7.3 | -5.78 |  | -5.78
2020-02-23 10:00 | LONG | LONG | VoAA | 14.31 | 50.6 |  | 50.6 | 36.29 |  | 36.29 | 14.96 | 34.66 |  | 34.66 | 19.7 |  | 19.7 | 13.08 | 8.72 |  | 8.72 | -4.36 |  | -4.36
2020-02-23 11:00 | LONG | LONG | VoAA | 14.31 | 0.1 |  | 0.1 | -14.21 |  | -14.21 | 14.96 | 9.65 |  | 9.65 | -5.31 |  | -5.31 | 13.08 | 9.2 |  | 9.2 | -3.88 |  | -3.88
2020-02-23 12:00 | LONG | LONG | BALP | 14.31 | 9.02 |  | 9.02 | -5.29 |  | -5.29 | 14.96 | 9.02 |  | 9.02 | -5.94 |  | -5.94 | 13.08 | 9.02 |  | 9.02 | -4.06 |  | -4.06
2020-02-23 13:00 | LONG | LONG | VoAA | 14.31 | 50.6 |  | 50.6 | 36.29 |  | 36.29 | 14.96 | 34.75 |  | 34.75 | 19.79 |  | 19.79 | 13.08 | 8.9 |  | 8.9 | -4.18 |  | -4.18
2020-02-23 14:00 | LONG | LONG | VoAA | 14.31 | 0.1 |  | 0.1 | -14.21 |  | -14.21 | 14.96 | 9.69 |  | 9.69 | -5.27 |  | -5.27 | 13.08 | 9.28 |  | 9.28 | -3.8 |  | -3.8
2020-02-23 15:00 | LONG | LONG | BALP | 14.31 | 11.25 |  | 11.25 | -3.06 |  | -3.06 | 14.96 | 11.25 |  | 11.25 | -3.71 |  | -3.71 | 13.08 | 11.25 |  | 11.25 | -1.83 |  | -1.83
2020-02-23 16:00 | LONG | LONG | BALP | 14.31 | 8.71 |  | 8.71 | -5.6 |  | -5.6 | 14.96 | 8.71 |  | 8.71 | -6.25 |  | -6.25 | 13.08 | 8.71 |  | 8.71 | -4.37 |  | -4.37
2020-02-23 17:00 | LONG | LONG | BALP | 14.31 | 0.1 |  | 0.1 | -14.21 |  | -14.21 | 14.96 | 0.1 |  | 0.1 | -14.86 |  | -14.86 | 13.08 | 0.1 |  | 0.1 | -12.98 |  | -12.98
2020-02-23 18:00 | LONG | LONG | VoAA | 14.31 | 50.6 |  | 50.6 | 36.29 |  | 36.29 | 14.96 | 47.34 |  | 47.34 | 32.38 |  | 32.38 | 13.08 | 34.08 |  | 34.08 | 21 |  | 21
2020-02-23 19:00 | SHORT | SHORT | BALP | 14.31 | 66.6 | 66.6 |  | 80.91 | 80.91 |  | 14.96 | 66.6 | 66.6 |  | 81.56 | 81.56 |  | 13.08 | 66.6 | 66.6 |  | 79.68 | 79.68
2020-02-23 20:00 | SHORT | SHORT | BALP | 14.31 | 75 | 75 |  | 89.31 | 89.31 |  | 14.96 | 75 | 75 |  | 89.96 | 89.96 |  | 13.08 | 75 | 75 |  | 88.08 | 88.08
2020-02-23 21:00 | SHORT | SHORT | VoAA | 14.31 | 18.81 | 18.81 |  | 33.12 | 33.12 |  | 14.96 | 34.71 | 34.71 |  | 49.67 | 49.67 |  | 13.08 | 8.81 | 8.81 |  | 21.89 | 21.89
2020-02-23 22:00 | SHORT | SHORT | VoAA | 14.31 | 18.54 | 18.54 |  | 32.85 | 32.85 |  | 14.96 | 34.57 | 34.57 |  | 49.53 | 49.53 |  | 13.08 | 8.54 | 8.54 |  | 21.62 | 21.62
2020-02-23 23:00 | SHORT | SHORT | BALP | 14.31 | 75 | 75 |  | 89.31 | 89.31 |  | 14.96 | 75 | 75 |  | 89.96 | 89.96 |  | 13.08 | 75 | 75 |  | 88.08 | 88.08
2020-02-24 | SHORT | SHORT | BALP | 14.31 | 8.18 | 8.18 |  | 22.49 | 22.49 |  | 14.96 | 8.18 | 8.18 |  | 23.14 | 23.14 |  | 13.08 | 8.18 | 8.18 |  | 21.26 | 21.26
2020-02-24 01:00 | LONG | LONG | VoAA | 14.31 | 0 |  | 0 | -14.31 |  | -14.31 | 14.96 | 26.3 |  | 26.3 | 11.34 |  | 11.34 | 13.08 | 6.32 |  | 6.32 | -6.76 |  | -6.76
2020-02-24 02:00 | LONG | LONG | BALP | 14.31 | 3.4 |  | 3.4 | -10.91 |  | -10.91 | 14.96 | 3.4 |  | 3.4 | -11.56 |  | -11.56 | 13.08 | 3.4 |  | 3.4 | -9.68 |  | -9.68
2020-02-24 03:00 | SHORT | SHORT | BALP | 14.31 | 7.05 | 7.05 |  | 21.36 | 21.36 |  | 14.96 | 7.05 | 7.05 |  | 22.01 | 22.01 |  | 13.08 | 7.05 | 7.05 |  | 20.13 | 20.13
2020-02-24 04:00 | SHORT | SHORT | BALP | 14.31 | 8.69 | 8.69 |  | 23 | 23 |  | 14.96 | 8.69 | 8.69 |  | 23.65 | 23.65 |  | 13.08 | 8.69 | 8.69 |  | 21.77 | 21.77
2020-02-24 05:00 | SHORT | SHORT | BALP | 14.31 | 75 | 75 |  | 89.31 | 89.31 |  | 14.96 | 75 | 75 |  | 89.96 | 89.96 |  | 13.08 | 75 | 75 |  | 88.08 | 88.08
2020-02-24 06:00 | SHORT | SHORT | BALP | 14.31 | 95 | 95 |  | 109.31 | 109.31 |  | 14.96 | 95 | 95 |  | 109.96 | 109.96 |  | 13.08 | 95 | 95 |  | 108.08 | 108.08
2020-02-24 07:00 | SHORT | SHORT | BALP | 14.31 | 27.04 | 27.04 |  | 41.35 | 41.35 |  | 14.96 | 27.04 | 27.04 |  | 42 | 42 |  | 13.08 | 27.04 | 27.04 |  | 40.12 | 40.12
2020-02-24 08:00 | SHORT | SHORT | BALP | 14.31 | 43 | 43 |  | 57.31 | 57.31 |  | 14.96 | 43 | 43 |  | 57.96 | 57.96 |  | 13.08 | 43 | 43 |  | 56.08 | 56.08
2020-02-24 09:00 | SHORT | SHORT | BALP | 14.31 | 95 | 95 |  | 109.31 | 109.31 |  | 14.96 | 95 | 95 |  | 109.96 | 109.96 |  | 13.08 | 95 | 95 |  | 108.08 | 108.08
2020-02-24 10:00 | LONG | LONG | BALP | 14.31 | 0.1 |  | 0.1 | -14.21 |  | -14.21 | 14.96 | 0.1 |  | 0.1 | -14.86 |  | -14.86 | 13.08 | 0.1 |  | 0.1 | -12.98 |  | -12.98
2020-02-24 11:00 | LONG | LONG | BALP | 14.31 | 0.1 |  | 0.1 | -14.21 |  | -14.21 | 14.96 | 0.1 |  | 0.1 | -14.86 |  | -14.86 | 13.08 | 0.1 |  | 0.1 | -12.98 |  | -12.98
2020-02-24 12:00 | LONG | LONG | BALP | 14.31 | 0.1 |  | 0.1 | -14.21 |  | -14.21 | 14.96 | 0.1 |  | 0.1 | -14.86 |  | -14.86 | 13.08 | 0.1 |  | 0.1 | -12.98 |  | -12.98
2020-02-24 13:00 | LONG | LONG | BALP | 14.31 | 0.1 |  | 0.1 | -14.21 |  | -14.21 | 14.96 | 0.1 |  | 0.1 | -14.86 |  | -14.86 | 13.08 | 0.1 |  | 0.1 | -12.98 |  | -12.98
2020-02-24 14:00 | LONG | LONG | BALP | 14.31 | 7 |  | 7 | -7.31 |  | -7.31 | 14.96 | 7 |  | 7 | -7.96 |  | -7.96 | 13.08 | 7 |  | 7 | -6.08 |  | -6.08
2020-02-24 15:00 | LONG | LONG | BALP | 14.31 | 8 |  | 8 | -6.31 |  | -6.31 | 14.96 | 8 |  | 8 | -6.96 |  | -6.96 | 13.08 | 8 |  | 8 | -5.08 |  | -5.08
2020-02-24 16:00 | LONG | LONG | BALP | 14.31 | 0.1 |  | 0.1 | -14.21 |  | -14.21 | 14.96 | 0.1 |  | 0.1 | -14.86 |  | -14.86 | 13.08 | 0.1 |  | 0.1 | -12.98 |  | -12.98
2020-02-24 17:00 | LONG | LONG | BALP | 14.31 | 0.1 |  | 0.1 | -14.21 |  | -14.21 | 14.96 | 0.1 |  | 0.1 | -14.86 |  | -14.86 | 13.08 | 0.1 |  | 0.1 | -12.98 |  | -12.98
2020-02-24 18:00 | SHORT | SHORT | VoAA | 14.31 | 50.04 | 50.04 |  | 64.35 | 64.35 |  | 14.96 | 36.02 | 36.02 |  | 50.98 | 50.98 |  | 13.08 | 40.04 | 40.04 |  | 53.12 | 53.12
2020-02-24 19:00 | SHORT | SHORT | BALP | 14.31 | 95 | 95 |  | 109.31 | 109.31 |  | 14.96 | 95 | 95 |  | 109.96 | 109.96 |  | 13.08 | 95 | 95 |  | 108.08 | 108.08
2020-02-24 20:00 | SHORT | SHORT | BALP | 14.31 | 38.5 | 38.5 |  | 52.81 | 52.81 |  | 14.96 | 38.5 | 38.5 |  | 53.46 | 53.46 |  | 13.08 | 38.5 | 38.5 |  | 51.58 | 51.58
2020-02-24 21:00 | SHORT | SHORT | BALP | 14.31 | 75 | 75 |  | 89.31 | 89.31 |  | 14.96 | 75 | 75 |  | 89.96 | 89.96 |  | 13.08 | 75 | 75 |  | 88.08 | 88.08
2020-02-24 22:00 | SHORT | SHORT | BALP | 14.31 | 75 | 75 |  | 89.31 | 89.31 |  | 14.96 | 75 | 75 |  | 89.96 | 89.96 |  | 13.08 | 75 | 75 |  | 88.08 | 88.08
2020-02-24 23:00 | SHORT | SHORT | BALP | 14.31 | 76 | 76 |  | 90.31 | 90.31 |  | 14.96 | 76 | 76 |  | 90.96 | 90.96 |  | 13.08 | 76 | 76 |  | 89.08 | 89.08
2020-02-25 | SHORT | SHORT | BALP | 14.31 | 57.3 | 57.3 |  | 71.61 | 71.61 |  | 14.96 | 57.3 | 57.3 |  | 72.26 | 72.26 |  | 13.08 | 57.3 | 57.3 |  | 70.38 | 70.38
2020-02-25 01:00 | LONG | LONG | BALP | 14.31 | 12.62 |  | 12.62 | -1.69 |  | -1.69 | 14.96 | 12.62 |  | 12.62 | -2.34 |  | -2.34 | 13.08 | 12.62 |  | 12.62 | -0.46 |  | -0.46
2020-02-25 02:00 | LONG | LONG | VoAA | 14.31 | 0 |  | 0 | -14.31 |  | -14.31 | 14.96 | 21.65 |  | 21.65 | 6.69 |  | 6.69 | 13.08 | 27.01 |  | 27.01 | 13.93 |  | 13.93
2020-02-25 03:00 | LONG | LONG | VoAA | 14.31 | 0 |  | 0 | -14.31 |  | -14.31 | 14.96 | 21.65 |  | 21.65 | 6.69 |  | 6.69 | 13.08 | 27.01 |  | 27.01 | 13.93 |  | 13.93
2020-02-25 04:00 | SHORT | SHORT | VoAA | 14.31 | 43.3 | 43.3 |  | 57.61 | 57.61 |  | 14.96 | 42.3 | 42.3 |  | 57.26 | 57.26 |  | 13.08 | 36.08 | 36.08 |  | 49.16 | 49.16
2020-02-25 05:00 | LONG | LONG | VoAA | 14.31 | 0 |  | 0 | -14.31 |  | -14.31 | 14.96 | 21.65 |  | 21.65 | 6.69 |  | 6.69 | 13.08 | 36.77 |  | 36.77 | 23.69 |  | 23.69
2020-02-25 06:00 | LONG | LONG | VoAA | 14.31 | 36.4 |  | 36.4 | 22.09 |  | 22.09 | 14.96 | 37.4 |  | 37.4 | 22.44 |  | 22.44 | 13.08 | 46.77 |  | 46.77 | 33.69 |  | 33.69
2020-02-25 07:00 | SHORT | LONG | BALP | 14.31 | 57.7 | 57.7 |  | 72.01 | 72.01 |  | 14.96 | 57.7 | 57.7 |  | 72.66 | 72.66 |  | 13.08 | 48.09 |  | 48.09 | 35.01 |  | 35.01
2020-02-25 08:00 | SHORT | SHORT | BALP | 14.31 | 90 | 90 |  | 104.31 | 104.31 |  | 14.96 | 90 | 90 |  | 104.96 | 104.96 |  | 13.08 | 90 | 90 |  | 103.08 | 103.08
2020-02-25 09:00 | SHORT | SHORT | BALP | 14.31 | 150 | 150 |  | 164.31 | 164.31 |  | 14.96 | 150 | 150 |  | 164.96 | 164.96 |  | 13.08 | 150 | 150 |  | 163.08 | 163.08
2020-02-25 10:00 | SHORT | SHORT | BALP | 14.31 | 199 | 199 |  | 213.31 | 213.31 |  | 14.96 | 199 | 199 |  | 213.96 | 213.96 |  | 13.08 | 199 | 199 |  | 212.08 | 212.08
2020-02-25 11:00 | SHORT | SHORT | BALP | 14.31 | 73.36 | 73.36 |  | 87.67 | 87.67 |  | 14.96 | 73.36 | 73.36 |  | 88.32 | 88.32 |  | 13.08 | 73.36 | 73.36 |  | 86.44 | 86.44
2020-02-25 12:00 | LONG | LONG | BALP | 14.31 | 29.3 |  | 29.3 | 14.99 |  | 14.99 | 14.96 | 29.3 |  | 29.3 | 14.34 |  | 14.34 | 13.08 | 29.3 |  | 29.3 | 16.22 |  | 16.22
2020-02-25 13:00 | LONG | LONG | BALP | 14.31 | 29.3 |  | 29.3 | 14.99 |  | 14.99 | 14.96 | 29.3 |  | 29.3 | 14.34 |  | 14.34 | 13.08 | 29.3 |  | 29.3 | 16.22 |  | 16.22
2020-02-25 14:00 | SHORT | SHORT | BALP | 14.31 | 199 | 199 |  | 213.31 | 213.31 |  | 14.96 | 199 | 199 |  | 213.96 | 213.96 |  | 13.08 | 199 | 199 |  | 212.08 | 212.08
2020-02-25 15:00 | SHORT | SHORT | BALP | 14.31 | 199 | 199 |  | 213.31 | 213.31 |  | 14.96 | 199 | 199 |  | 213.96 | 213.96 |  | 13.08 | 199 | 199 |  | 212.08 | 212.08
2020-02-25 16:00 | SHORT | LONG | BALP | 14.31 | 51.3 | 51.3 |  | 65.61 | 65.61 |  | 14.96 | 51.3 | 51.3 |  | 66.26 | 66.26 |  | 13.08 | 43.96 |  | 43.96 | 30.88 |  | 30.88
2020-02-25 17:00 | LONG | LONG | BALP | 14.31 | 9.1 |  | 9.1 | -5.21 |  | -5.21 | 14.96 | 9.1 |  | 9.1 | -5.86 |  | -5.86 | 13.08 | 9.1 |  | 9.1 | -3.98 |  | -3.98
2020-02-25 18:00 | LONG | LONG | VoAA | 14.31 | 35.3 |  | 35.3 | 20.99 |  | 20.99 | 14.96 | 36.3 |  | 36.3 | 21.34 |  | 21.34 | 13.08 | 58.11 |  | 58.11 | 45.03 |  | 45.03
2020-02-25 19:00 | SHORT | SHORT | BALP | 14.31 | 90 | 90 |  | 104.31 | 104.31 |  | 14.96 | 90 | 90 |  | 104.96 | 104.96 |  | 13.08 | 90 | 90 |  | 103.08 | 103.08
2020-02-25 20:00 | SHORT | SHORT | BALP | 14.31 | 79 | 79 |  | 93.31 | 93.31 |  | 14.96 | 79 | 79 |  | 93.96 | 93.96 |  | 13.08 | 79 | 79 |  | 92.08 | 92.08
2020-02-25 21:00 | SHORT | SHORT | BALP | 14.31 | 60 | 60 |  | 74.31 | 74.31 |  | 14.96 | 60 | 60 |  | 74.96 | 74.96 |  | 13.08 | 60 | 60 |  | 73.08 | 73.08
2020-02-25 22:00 | SHORT | SHORT | BALP | 14.31 | 60 | 60 |  | 74.31 | 74.31 |  | 14.96 | 60 | 60 |  | 74.96 | 74.96 |  | 13.08 | 60 | 60 |  | 73.08 | 73.08
2020-02-25 23:00 | SHORT | SHORT | BALP | 14.31 | 57.3 | 57.3 |  | 71.61 | 71.61 |  | 14.96 | 57.3 | 57.3 |  | 72.26 | 72.26 |  | 13.08 | 57.3 | 57.3 |  | 70.38 | 70.38
2020-02-26 | SHORT | SHORT | VoAA | 14.31 | 42.4 | 42.4 |  | 56.71 | 56.71 |  | 14.96 | 41.4 | 41.4 |  | 56.36 | 56.36 |  | 13.08 | 18.01 | 18.01 |  | 31.09 | 31.09
2020-02-26 01:00 | LONG | LONG | BALP | 14.31 | 26.76 |  | 26.76 | 12.45 |  | 12.45 | 14.96 | 26.76 |  | 26.76 | 11.8 |  | 11.8 | 13.08 | 26.76 |  | 26.76 | 13.68 |  | 13.68
2020-02-26 02:00 | LONG | LONG | VoAA | 14.31 | 40.4 |  | 40.4 | 26.09 |  | 26.09 | 14.96 | 41.4 |  | 41.4 | 26.44 |  | 26.44 | 13.08 | 25.23 |  | 25.23 | 12.15 |  | 12.15
2020-02-26 03:00 | LONG | LONG | VoAA | 14.31 | 0 |  | 0 | -14.31 |  | -14.31 | 14.96 | 21.2 |  | 21.2 | 6.24 |  | 6.24 | 13.08 | 20.2 |  | 20.2 | 7.12 |  | 7.12
2020-02-26 04:00 | LONG | LONG | BALP | 14.31 | 19.61 |  | 19.61 | 5.3 |  | 5.3 | 14.96 | 19.61 |  | 19.61 | 4.65 |  | 4.65 | 13.08 | 19.61 |  | 19.61 | 6.53 |  | 6.53
2020-02-26 05:00 | LONG | LONG | VoAA | 14.31 | 40.4 |  | 40.4 | 26.09 |  | 26.09 | 14.96 | 41.4 |  | 41.4 | 26.44 |  | 26.44 | 13.08 | 27.01 |  | 27.01 | 13.93 |  | 13.93
2020-02-26 06:00 | LONG | LONG | BALP | 14.31 | -0.38 |  | -0.38 | -14.69 |  | -14.69 | 14.96 | -0.38 |  | -0.38 | -15.34 |  | -15.34 | 13.08 | -0.38 |  | -0.38 | -13.46 |  | -13.46
2020-02-26 07:00 | LONG | LONG | BALP | 14.31 | 46.5 |  | 46.5 | 32.19 |  | 32.19 | 14.96 | 46.5 |  | 46.5 | 31.54 |  | 31.54 | 13.08 | 46.5 |  | 46.5 | 33.42 |  | 33.42
2020-02-26 08:00 | LONG | LONG | BALP | 14.31 | 53.15 |  | 53.15 | 38.84 |  | 38.84 | 14.96 | 53.15 |  | 53.15 | 38.19 |  | 38.19 | 13.08 | 53.15 |  | 53.15 | 40.07 |  | 40.07
2020-02-26 09:00 | LONG | LONG | VoAA | 14.31 | 38.3 |  | 38.3 | 23.99 |  | 23.99 | 14.96 | 39.3 |  | 39.3 | 24.34 |  | 24.34 | 13.08 | 56.7 |  | 56.7 | 43.62 |  | 43.62
2020-02-26 10:00 | LONG | LONG | BALP | 14.31 | 27.3 |  | 27.3 | 12.99 |  | 12.99 | 14.96 | 27.3 |  | 27.3 | 12.34 |  | 12.34 | 13.08 | 27.3 |  | 27.3 | 14.22 |  | 14.22
2020-02-26 11:00 | LONG | LONG | BALP | 14.31 | 38.3 |  | 38.3 | 23.99 |  | 23.99 | 14.96 | 38.3 |  | 38.3 | 23.34 |  | 23.34 | 13.08 | 38.3 |  | 38.3 | 25.22 |  | 25.22
2020-02-26 12:00 | LONG | LONG | BALP | 14.31 | 17.3 |  | 17.3 | 2.99 |  | 2.99 | 14.96 | 17.3 |  | 17.3 | 2.34 |  | 2.34 | 13.08 | 17.3 |  | 17.3 | 4.22 |  | 4.22
2020-02-26 13:00 | SHORT | LONG | BALP | 14.31 | 40.3 | 40.3 |  | 54.61 | 54.61 |  | 14.96 | 40.3 | 40.3 |  | 55.26 | 55.26 |  | 13.08 | 35.01 |  | 35.01 | 21.93 |  | 21.93
2020-02-26 14:00 | LONG | LONG | BALP | 14.31 | 6.62 |  | 6.62 | -7.69 |  | -7.69 | 14.96 | 6.62 |  | 6.62 | -8.34 |  | -8.34 | 13.08 | 6.62 |  | 6.62 | -6.46 |  | -6.46
2020-02-26 15:00 | LONG | LONG | BALP | 14.31 | 24 |  | 24 | 9.69 |  | 9.69 | 14.96 | 24 |  | 24 | 9.04 |  | 9.04 | 13.08 | 24 |  | 24 | 10.92 |  | 10.92
2020-02-26 16:00 | LONG | LONG | BALP | 14.31 | 27.3 |  | 27.3 | 12.99 |  | 12.99 | 14.96 | 27.3 |  | 27.3 | 12.34 |  | 12.34 | 13.08 | 27.3 |  | 27.3 | 14.22 |  | 14.22
2020-02-26 17:00 | LONG | LONG | BALP | 14.31 | 17.3 |  | 17.3 | 2.99 |  | 2.99 | 14.96 | 17.3 |  | 17.3 | 2.34 |  | 2.34 | 13.08 | 17.3 |  | 17.3 | 4.22 |  | 4.22
2020-02-26 18:00 | LONG | LONG | BALP | 14.31 | 32.3 |  | 32.3 | 17.99 |  | 17.99 | 14.96 | 32.3 |  | 32.3 | 17.34 |  | 17.34 | 13.08 | 32.3 |  | 32.3 | 19.22 |  | 19.22
2020-02-26 19:00 | LONG | LONG | VoAA | 14.31 | 38.3 |  | 38.3 | 23.99 |  | 23.99 | 14.96 | 39.3 |  | 39.3 | 24.34 |  | 24.34 | 13.08 | 56.51 |  | 56.51 | 43.43 |  | 43.43
2020-02-26 20:00 | LONG | LONG | VoAA | 14.31 | 39.5 |  | 39.5 | 25.19 |  | 25.19 | 14.96 | 40.5 |  | 40.5 | 25.54 |  | 25.54 | 13.08 | 42.17 |  | 42.17 | 29.09 |  | 29.09
2020-02-26 21:00 | SHORT | SHORT | BALP | 14.31 | 100 | 100 |  | 114.31 | 114.31 |  | 14.96 | 100 | 100 |  | 114.96 | 114.96 |  | 13.08 | 100 | 100 |  | 113.08 | 113.08
2020-02-26 22:00 | LONG | LONG | BALP | 14.31 | 29.4 |  | 29.4 | 15.09 |  | 15.09 | 14.96 | 29.4 |  | 29.4 | 14.44 |  | 14.44 | 13.08 | 29.4 |  | 29.4 | 16.32 |  | 16.32
2020-02-26 23:00 | LONG | LONG | BALP | 14.31 | 0.1 |  | 0.1 | -14.21 |  | -14.21 | 14.96 | 0.1 |  | 0.1 | -14.86 |  | -14.86 | 13.08 | 0.1 |  | 0.1 | -12.98 |  | -12.98
2020-02-27 | LONG | LONG | BALP | 14.31 | 0.1 |  | 0.1 | -14.21 |  | -14.21 | 14.96 | 0.1 |  | 0.1 | -14.86 |  | -14.86 | 13.08 | 0.1 |  | 0.1 | -12.98 |  | -12.98
2020-02-27 01:00 | LONG | LONG | VoAA | 14.31 | 37.8 |  | 37.8 | 23.49 |  | 23.49 | 14.96 | 38.8 |  | 38.8 | 23.84 |  | 23.84 | 13.08 | 36.75 |  | 36.75 | 23.67 |  | 23.67
2020-02-27 02:00 | LONG | LONG | BALP | 14.31 | 27.8 |  | 27.8 | 13.49 |  | 13.49 | 14.96 | 27.8 |  | 27.8 | 12.84 |  | 12.84 | 13.08 | 27.8 |  | 27.8 | 14.72 |  | 14.72
2020-02-27 03:00 | LONG | LONG | BALP | 14.31 | 27.04 |  | 27.04 | 12.73 |  | 12.73 | 14.96 | 27.04 |  | 27.04 | 12.08 |  | 12.08 | 13.08 | 27.04 |  | 27.04 | 13.96 |  | 13.96
2020-02-27 04:00 | LONG | LONG | BALP | 14.31 | 25.17 |  | 25.17 | 10.86 |  | 10.86 | 14.96 | 25.17 |  | 25.17 | 10.21 |  | 10.21 | 13.08 | 25.17 |  | 25.17 | 12.09 |  | 12.09
2020-02-27 05:00 | LONG | LONG | BALP | 14.31 | 26.07 |  | 26.07 | 11.76 |  | 11.76 | 14.96 | 26.07 |  | 26.07 | 11.11 |  | 11.11 | 13.08 | 26.07 |  | 26.07 | 12.99 |  | 12.99
2020-02-27 06:00 | LONG | LONG | BALP | 14.31 | 33.8 |  | 33.8 | 19.49 |  | 19.49 | 14.96 | 33.8 |  | 33.8 | 18.84 |  | 18.84 | 13.08 | 33.8 |  | 33.8 | 20.72 |  | 20.72
2020-02-27 07:00 | LONG | LONG | BALP | 14.31 | 9.76 |  | 9.76 | -4.55 |  | -4.55 | 14.96 | 9.76 |  | 9.76 | -5.2 |  | -5.2 | 13.08 | 9.76 |  | 9.76 | -3.32 |  | -3.32
2020-02-27 08:00 | LONG | LONG | BALP | 14.31 | 15 |  | 15 | 0.69 |  | 0.69 | 14.96 | 15 |  | 15 | 0.04 |  | 0.04 | 13.08 | 15 |  | 15 | 1.92 |  | 1.92
2020-02-27 09:00 | LONG | LONG | BALP | 14.31 | 12.24 |  | 12.24 | -2.07 |  | -2.07 | 14.96 | 12.24 |  | 12.24 | -2.72 |  | -2.72 | 13.08 | 12.24 |  | 12.24 | -0.84 |  | -0.84
2020-02-27 10:00 | SHORT | SHORT | VoAA | 14.31 | 40 | 40 |  | 54.31 | 54.31 |  | 14.96 | 39 | 39 |  | 53.96 | 53.96 |  | 13.08 | 62.3 | 62.3 |  | 75.38 | 75.38
2020-02-27 11:00 | SHORT | SHORT | BALP | 14.31 | 66.3 | 66.3 |  | 80.61 | 80.61 |  | 14.96 | 66.3 | 66.3 |  | 81.26 | 81.26 |  | 13.08 | 66.3 | 66.3 |  | 79.38 | 79.38
2020-02-27 12:00 | SHORT | LONG | BALP | 14.31 | 49 | 49 |  | 63.31 | 63.31 |  | 14.96 | 49 | 49 |  | 63.96 | 63.96 |  | 13.08 | 43.97 |  | 43.97 | 30.89 |  | 30.89
2020-02-27 13:00 | LONG | LONG | VoAA | 14.31 | 38 |  | 38 | 23.69 |  | 23.69 | 14.96 | 39 |  | 39 | 24.04 |  | 24.04 | 13.08 | 39.78 |  | 39.78 | 26.7 |  | 26.7
2020-02-27 14:00 | LONG | LONG | VoAA | 14.31 | 38 |  | 38 | 23.69 |  | 23.69 | 14.96 | 39 |  | 39 | 24.04 |  | 24.04 | 13.08 | 40.79 |  | 40.79 | 27.71 |  | 27.71
2020-02-27 15:00 | SHORT | SHORT | BALP | 14.31 | 45.48 | 45.48 |  | 59.79 | 59.79 |  | 14.96 | 45.48 | 45.48 |  | 60.44 | 60.44 |  | 13.08 | 45.48 | 45.48 |  | 58.56 | 58.56
2020-02-27 16:00 | LONG | LONG | BALP | 14.31 | 12 |  | 12 | -2.31 |  | -2.31 | 14.96 | 12 |  | 12 | -2.96 |  | -2.96 | 13.08 | 12 |  | 12 | -1.08 |  | -1.08
2020-02-27 17:00 | LONG | LONG | BALP | 14.31 | 17.7 |  | 17.7 | 3.39 |  | 3.39 | 14.96 | 17.7 |  | 17.7 | 2.74 |  | 2.74 | 13.08 | 17.7 |  | 17.7 | 4.62 |  | 4.62
2020-02-27 18:00 | SHORT | SHORT | BALP | 14.31 | 80.2 | 80.2 |  | 94.51 | 94.51 |  | 14.96 | 80.2 | 80.2 |  | 95.16 | 95.16 |  | 13.08 | 80.2 | 80.2 |  | 93.28 | 93.28
2020-02-27 19:00 | SHORT | SHORT | BALP | 14.31 | 90 | 90 |  | 104.31 | 104.31 |  | 14.96 | 90 | 90 |  | 104.96 | 104.96 |  | 13.08 | 90 | 90 |  | 103.08 | 103.08
2020-02-27 20:00 | LONG | LONG | BALP | 14.31 | 20 |  | 20 | 5.69 |  | 5.69 | 14.96 | 20 |  | 20 | 5.04 |  | 5.04 | 13.08 | 20 |  | 20 | 6.92 |  | 6.92
2020-02-27 21:00 | SHORT | SHORT | BALP | 14.31 | 45 | 45 |  | 59.31 | 59.31 |  | 14.96 | 45 | 45 |  | 59.96 | 59.96 |  | 13.08 | 45 | 45 |  | 58.08 | 58.08
2020-02-27 22:00 | SHORT | SHORT | BALP | 14.31 | 36.8 | 36.8 |  | 51.11 | 51.11 |  | 14.96 | 36.8 | 36.8 |  | 51.76 | 51.76 |  | 13.08 | 36.8 | 36.8 |  | 49.88 | 49.88
2020-02-27 23:00 | LONG | LONG | VoAA | 14.31 | 2.74 |  | 2.74 | -11.57 |  | -11.57 | 14.96 | 21.27 |  | 21.27 | 6.31 |  | 6.31 | 13.08 | 33.77 |  | 33.77 | 20.69 |  | 20.69
2020-02-28 | SHORT | SHORT | BALP | 14.31 | 28.54 | 28.54 |  | 42.85 | 42.85 |  | 14.96 | 28.54 | 28.54 |  | 43.5 | 43.5 |  | 13.08 | 28.54 | 28.54 |  | 41.62 | 41.62
2020-02-28 01:00 | SHORT | SHORT | BALP | 14.31 | 48.9 | 48.9 |  | 63.21 | 63.21 |  | 14.96 | 48.9 | 48.9 |  | 63.86 | 63.86 |  | 13.08 | 48.9 | 48.9 |  | 61.98 | 61.98
2020-02-28 02:00 | SHORT | SHORT | BALP | 14.31 | 48.9 | 48.9 |  | 63.21 | 63.21 |  | 14.96 | 48.9 | 48.9 |  | 63.86 | 63.86 |  | 13.08 | 48.9 | 48.9 |  | 61.98 | 61.98
2020-02-28 03:00 | SHORT | SHORT | BALP | 14.31 | 45 | 45 |  | 59.31 | 59.31 |  | 14.96 | 45 | 45 |  | 59.96 | 59.96 |  | 13.08 | 45 | 45 |  | 58.08 | 58.08
2020-02-28 04:00 | SHORT | SHORT | BALP | 14.31 | 25 | 25 |  | 39.31 | 39.31 |  | 14.96 | 25 | 25 |  | 39.96 | 39.96 |  | 13.08 | 25 | 25 |  | 38.08 | 38.08
2020-02-28 05:00 | SHORT | LONG | BALP | 14.31 | 37 | 37 |  | 51.31 | 51.31 |  | 14.96 | 37 | 37 |  | 51.96 | 51.96 |  | 13.08 | 24.27 |  | 24.27 | 11.19 |  | 11.19
2020-02-28 06:00 | SHORT | SHORT | BALP | 14.31 | 45 | 45 |  | 59.31 | 59.31 |  | 14.96 | 45 | 45 |  | 59.96 | 59.96 |  | 13.08 | 45 | 45 |  | 58.08 | 58.08
2020-02-28 07:00 | SHORT | SHORT | BALP | 14.31 | 65 | 65 |  | 79.31 | 79.31 |  | 14.96 | 65 | 65 |  | 79.96 | 79.96 |  | 13.08 | 65 | 65 |  | 78.08 | 78.08
2020-02-28 08:00 | SHORT | SHORT | BALP | 14.31 | 95 | 95 |  | 109.31 | 109.31 |  | 14.96 | 95 | 95 |  | 109.96 | 109.96 |  | 13.08 | 95 | 95 |  | 108.08 | 108.08
2020-02-28 09:00 | SHORT | SHORT | BALP | 14.31 | 95 | 95 |  | 109.31 | 109.31 |  | 14.96 | 95 | 95 |  | 109.96 | 109.96 |  | 13.08 | 95 | 95 |  | 108.08 | 108.08
2020-02-28 10:00 | SHORT | SHORT | BALP | 14.31 | 95 | 95 |  | 109.31 | 109.31 |  | 14.96 | 95 | 95 |  | 109.96 | 109.96 |  | 13.08 | 95 | 95 |  | 108.08 | 108.08
2020-02-28 11:00 | SHORT | SHORT | BALP | 14.31 | 95 | 95 |  | 109.31 | 109.31 |  | 14.96 | 95 | 95 |  | 109.96 | 109.96 |  | 13.08 | 95 | 95 |  | 108.08 | 108.08
2020-02-28 12:00 | SHORT | SHORT | BALP | 14.31 | 53.8 | 53.8 |  | 68.11 | 68.11 |  | 14.96 | 53.8 | 53.8 |  | 68.76 | 68.76 |  | 13.08 | 53.8 | 53.8 |  | 66.88 | 66.88
2020-02-28 13:00 | SHORT | SHORT | BALP | 14.31 | 42 | 42 |  | 56.31 | 56.31 |  | 14.96 | 42 | 42 |  | 56.96 | 56.96 |  | 13.08 | 42 | 42 |  | 55.08 | 55.08
2020-02-28 14:00 | SHORT | LONG | BALP | 14.31 | 39.8 | 39.8 |  | 54.11 | 54.11 |  | 14.96 | 39.8 | 39.8 |  | 54.76 | 54.76 |  | 13.08 | 26.83 |  | 26.83 | 13.75 |  | 13.75
2020-02-28 15:00 | SHORT | SHORT | BALP | 14.31 | 95 | 95 |  | 109.31 | 109.31 |  | 14.96 | 95 | 95 |  | 109.96 | 109.96 |  | 13.08 | 95 | 95 |  | 108.08 | 108.08
2020-02-28 16:00 | SHORT | SHORT | BALP | 14.31 | 51.1 | 51.1 |  | 65.41 | 65.41 |  | 14.96 | 51.1 | 51.1 |  | 66.06 | 66.06 |  | 13.08 | 51.1 | 51.1 |  | 64.18 | 64.18
2020-02-28 17:00 | SHORT | SHORT | BALP | 14.31 | 48.8 | 48.8 |  | 63.11 | 63.11 |  | 14.96 | 48.8 | 48.8 |  | 63.76 | 63.76 |  | 13.08 | 48.8 | 48.8 |  | 61.88 | 61.88
2020-02-28 18:00 | SHORT | LONG | BALP | 14.31 | 52 | 52 |  | 66.31 | 66.31 |  | 14.96 | 52 | 52 |  | 66.96 | 66.96 |  | 13.08 | 56.05 |  | 56.05 | 42.97 |  | 42.97
2020-02-28 19:00 | SHORT | SHORT | BALP | 14.31 | 63.12 | 63.12 |  | 77.43 | 77.43 |  | 14.96 | 63.12 | 63.12 |  | 78.08 | 78.08 |  | 13.08 | 63.12 | 63.12 |  | 76.2 | 76.2
2020-02-28 20:00 | LONG | LONG | BALP | 14.31 | 14.8 |  | 14.8 | 0.49 |  | 0.49 | 14.96 | 14.8 |  | 14.8 | -0.16 |  | -0.16 | 13.08 | 14.8 |  | 14.8 | 1.72 |  | 1.72
2020-02-28 21:00 | LONG | SHORT | BALP | 14.31 | 26.1 |  | 26.1 | 11.79 |  | 11.79 | 14.96 | 26.1 |  | 26.1 | 11.14 |  | 11.14 | 13.08 | 26.1 | 26.1 |  | 39.18 | 39.18
2020-02-28 22:00 | SHORT | SHORT | BALP | 14.31 | 75 | 75 |  | 89.31 | 89.31 |  | 14.96 | 75 | 75 |  | 89.96 | 89.96 |  | 13.08 | 75 | 75 |  | 88.08 | 88.08
2020-02-28 23:00 | SHORT | SHORT | BALP | 14.31 | 70.9 | 70.9 |  | 85.21 | 85.21 |  | 14.96 | 70.9 | 70.9 |  | 85.86 | 85.86 |  | 13.08 | 70.9 | 70.9 |  | 83.98 | 83.98
2020-02-29 | SHORT | SHORT | BALP | 14.31 | 48.3 | 48.3 |  | 62.61 | 62.61 |  | 14.96 | 48.3 | 48.3 |  | 63.26 | 63.26 |  | 13.08 | 48.3 | 48.3 |  | 61.38 | 61.38
2020-02-29 01:00 | LONG | LONG | BALP | 14.31 | 11 |  | 11 | -3.31 |  | -3.31 | 14.96 | 11 |  | 11 | -3.96 |  | -3.96 | 13.08 | 11 |  | 11 | -2.08 |  | -2.08
2020-02-29 02:00 | LONG | LONG | BALP | 14.31 | 25.08 |  | 25.08 | 10.77 |  | 10.77 | 14.96 | 25.08 |  | 25.08 | 10.12 |  | 10.12 | 13.08 | 25.08 |  | 25.08 | 12 |  | 12
2020-02-29 03:00 | SHORT | SHORT | BALP | 14.31 | 23.05 | 23.05 |  | 37.36 | 37.36 |  | 14.96 | 23.05 | 23.05 |  | 38.01 | 38.01 |  | 13.08 | 23.05 | 23.05 |  | 36.13 | 36.13
2020-02-29 04:00 | SHORT | SHORT | BALP | 14.31 | 23.15 | 23.15 |  | 37.46 | 37.46 |  | 14.96 | 23.15 | 23.15 |  | 38.11 | 38.11 |  | 13.08 | 23.15 | 23.15 |  | 36.23 | 36.23
2020-02-29 05:00 | SHORT | SHORT | BALP | 14.31 | 75 | 75 |  | 89.31 | 89.31 |  | 14.96 | 75 | 75 |  | 89.96 | 89.96 |  | 13.08 | 75 | 75 |  | 88.08 | 88.08
2020-02-29 06:00 | LONG | LONG | BALP | 14.31 | 20.08 |  | 20.08 | 5.77 |  | 5.77 | 14.96 | 20.08 |  | 20.08 | 5.12 |  | 5.12 | 13.08 | 20.08 |  | 20.08 | 7 |  | 7
2020-02-29 07:00 | LONG | LONG | BALP | 14.31 | 16.3 |  | 16.3 | 1.99 |  | 1.99 | 14.96 | 16.3 |  | 16.3 | 1.34 |  | 1.34 | 13.08 | 16.3 |  | 16.3 | 3.22 |  | 3.22
2020-02-29 08:00 | LONG | LONG | BALP | 14.31 | 26.3 |  | 26.3 | 11.99 |  | 11.99 | 14.96 | 26.3 |  | 26.3 | 11.34 |  | 11.34 | 13.08 | 26.3 |  | 26.3 | 13.22 |  | 13.22
2020-02-29 09:00 | SHORT | SHORT | BALP | 14.31 | 53.3 | 53.3 |  | 67.61 | 67.61 |  | 14.96 | 53.3 | 53.3 |  | 68.26 | 68.26 |  | 13.08 | 53.3 | 53.3 |  | 66.38 | 66.38
2020-02-29 10:00 | SHORT | SHORT | BALP | 14.31 | 48.3 | 48.3 |  | 62.61 | 62.61 |  | 14.96 | 48.3 | 48.3 |  | 63.26 | 63.26 |  | 13.08 | 48.3 | 48.3 |  | 61.38 | 61.38
2020-02-29 11:00 | SHORT | SHORT | BALP | 14.31 | 48.3 | 48.3 |  | 62.61 | 62.61 |  | 14.96 | 48.3 | 48.3 |  | 63.26 | 63.26 |  | 13.08 | 48.3 | 48.3 |  | 61.38 | 61.38
2020-02-29 12:00 | LONG | LONG | BALP | 14.31 | 23.98 |  | 23.98 | 9.67 |  | 9.67 | 14.96 | 23.98 |  | 23.98 | 9.02 |  | 9.02 | 13.08 | 23.98 |  | 23.98 | 10.9 |  | 10.9
2020-02-29 13:00 | LONG | LONG | BALP | 14.31 | 13.01 |  | 13.01 | -1.3 |  | -1.3 | 14.96 | 13.01 |  | 13.01 | -1.95 |  | -1.95 | 13.08 | 13.01 |  | 13.01 | -0.07 |  | -0.07
2020-02-29 14:00 | LONG | LONG | BALP | 14.31 | 0.1 |  | 0.1 | -14.21 |  | -14.21 | 14.96 | 0.1 |  | 0.1 | -14.86 |  | -14.86 | 13.08 | 0.1 |  | 0.1 | -12.98 |  | -12.98
2020-02-29 15:00 | LONG | LONG | BALP | 14.31 | 11.94 |  | 11.94 | -2.37 |  | -2.37 | 14.96 | 11.94 |  | 11.94 | -3.02 |  | -3.02 | 13.08 | 11.94 |  | 11.94 | -1.14 |  | -1.14
2020-02-29 16:00 | LONG | LONG | BALP | 14.31 | 0.1 |  | 0.1 | -14.21 |  | -14.21 | 14.96 | 0.1 |  | 0.1 | -14.86 |  | -14.86 | 13.08 | 0.1 |  | 0.1 | -12.98 |  | -12.98
2020-02-29 17:00 | LONG | LONG | BALP | 14.31 | 0.1 |  | 0.1 | -14.21 |  | -14.21 | 14.96 | 0.1 |  | 0.1 | -14.86 |  | -14.86 | 13.08 | 0.1 |  | 0.1 | -12.98 |  | -12.98
2020-02-29 18:00 | LONG | LONG | BALP | 14.31 | 13.91 |  | 13.91 | -0.4 |  | -0.4 | 14.96 | 13.91 |  | 13.91 | -1.05 |  | -1.05 | 13.08 | 13.91 |  | 13.91 | 0.83 |  | 0.83
2020-02-29 19:00 | SHORT | SHORT | BALP | 14.31 | 66 | 66 |  | 80.31 | 80.31 |  | 14.96 | 66 | 66 |  | 80.96 | 80.96 |  | 13.08 | 66 | 66 |  | 79.08 | 79.08
2020-02-29 20:00 | LONG | LONG | VoAA | 14.31 | 37.3 |  | 37.3 | 22.99 |  | 22.99 | 14.96 | 38.3 |  | 38.3 | 23.34 |  | 23.34 | 13.08 | 20.45 |  | 20.45 | 7.37 |  | 7.37
2020-02-29 21:00 | LONG | LONG | VoAA | 14.31 | 37.3 |  | 37.3 | 22.99 |  | 22.99 | 14.96 | 28.84 |  | 28.84 | 13.88 |  | 13.88 | 13.08 | 10.38 |  | 10.38 | -2.7 |  | -2.7
2020-02-29 22:00 | LONG | LONG | BALP | 14.31 | 13.83 |  | 13.83 | -0.48 |  | -0.48 | 14.96 | 13.83 |  | 13.83 | -1.13 |  | -1.13 | 13.08 | 13.83 |  | 13.83 | 0.75 |  | 0.75
2020-02-29 23:00 | SHORT | SHORT | BALP | 14.31 | 53.3 | 53.3 |  | 67.61 | 67.61 |  | 14.96 | 53.3 | 53.3 |  | 68.26 | 68.26 |  | 13.08 | 53.3 | 53.3 |  | 66.38 | 66.38
2020-03-01 | LONG | LONG | BALP | 6.9 | 37.6 |  | 37.6 | 30.7 |  | 30.7 | 7.18 | 37.6 |  | 37.6 | 30.42 |  | 30.42 | 6.62 | 37.6 |  | 37.6 | 30.98 |  | 30.98
2020-03-01 01:00 | LONG | LONG | VoAA | 6.9 | 37.6 |  | 37.6 | 30.7 |  | 30.7 | 7.18 | 38.6 |  | 38.6 | 31.42 |  | 31.42 | 6.62 | 19.06 |  | 19.06 | 12.44 |  | 12.44
2020-03-01 02:00 | LONG | LONG | VoAA | 6.9 | 37.6 |  | 37.6 | 30.7 |  | 30.7 | 7.18 | 38.6 |  | 38.6 | 31.42 |  | 31.42 | 6.62 | 17.1 |  | 17.1 | 10.48 |  | 10.48
2020-03-01 03:00 | LONG | LONG | VoAA | 6.9 | 37.6 |  | 37.6 | 30.7 |  | 30.7 | 7.18 | 38.6 |  | 38.6 | 31.42 |  | 31.42 | 6.62 | 17.04 |  | 17.04 | 10.42 |  | 10.42
2020-03-01 04:00 | LONG | LONG | VoAA | 6.9 | 37.6 |  | 37.6 | 30.7 |  | 30.7 | 7.18 | 38.6 |  | 38.6 | 31.42 |  | 31.42 | 6.62 | 17.04 |  | 17.04 | 10.42 |  | 10.42
2020-03-01 05:00 | LONG | LONG | VoAA | 6.9 | 37.6 |  | 37.6 | 30.7 |  | 30.7 | 7.18 | 38.6 |  | 38.6 | 31.42 |  | 31.42 | 6.62 | 17.07 |  | 17.07 | 10.45 |  | 10.45
2020-03-01 06:00 | LONG | LONG | BALP | 6.9 | 17.64 |  | 17.64 | 10.74 |  | 10.74 | 7.18 | 17.64 |  | 17.64 | 10.46 |  | 10.46 | 6.62 | 17.64 |  | 17.64 | 11.02 |  | 11.02
2020-03-01 07:00 | LONG | LONG | BALP | 6.9 | 13.98 |  | 13.98 | 7.08 |  | 7.08 | 7.18 | 13.98 |  | 13.98 | 6.8 |  | 6.8 | 6.62 | 13.98 |  | 13.98 | 7.36 |  | 7.36
2020-03-01 08:00 | LONG | LONG | VoAA | 6.9 | 0.1 |  | 0.1 | -6.8 |  | -6.8 | 7.18 | 9.5 |  | 9.5 | 2.32 |  | 2.32 | 6.62 | 8.9 |  | 8.9 | 2.28 |  | 2.28
2020-03-01 09:00 | SHORT | SHORT | BALP | 6.9 | 11.24 | 11.24 |  | 18.14 | 18.14 |  | 7.18 | 11.24 | 11.24 |  | 18.42 | 18.42 |  | 6.62 | 11.24 | 11.24 |  | 17.86 | 17.86
2020-03-01 10:00 | SHORT | SHORT | BALP | 6.9 | 15.13 | 15.13 |  | 22.03 | 22.03 |  | 7.18 | 15.13 | 15.13 |  | 22.31 | 22.31 |  | 6.62 | 15.13 | 15.13 |  | 21.75 | 21.75
2020-03-01 11:00 | SHORT | SHORT | BALP | 6.9 | 40 | 40 |  | 46.9 | 46.9 |  | 7.18 | 40 | 40 |  | 47.18 | 47.18 |  | 6.62 | 40 | 40 |  | 46.62 | 46.62
2020-03-01 12:00 | LONG | LONG | BALP | 6.9 | 21.48 |  | 21.48 | 14.58 |  | 14.58 | 7.18 | 21.48 |  | 21.48 | 14.3 |  | 14.3 | 6.62 | 21.48 |  | 21.48 | 14.86 |  | 14.86
2020-03-01 13:00 | LONG | LONG | BALP | 6.9 | 18.88 |  | 18.88 | 11.98 |  | 11.98 | 7.18 | 18.88 |  | 18.88 | 11.7 |  | 11.7 | 6.62 | 18.88 |  | 18.88 | 12.26 |  | 12.26
2020-03-01 14:00 | LONG | LONG | BALP | 6.9 | 9.99 |  | 9.99 | 3.09 |  | 3.09 | 7.18 | 9.99 |  | 9.99 | 2.81 |  | 2.81 | 6.62 | 9.99 |  | 9.99 | 3.37 |  | 3.37
2020-03-01 15:00 | LONG | LONG | BALP | 6.9 | 9.94 |  | 9.94 | 3.04 |  | 3.04 | 7.18 | 9.94 |  | 9.94 | 2.76 |  | 2.76 | 6.62 | 9.94 |  | 9.94 | 3.32 |  | 3.32
2020-03-01 16:00 | LONG | LONG | BALP | 6.9 | 0.1 |  | 0.1 | -6.8 |  | -6.8 | 7.18 | 0.1 |  | 0.1 | -7.08 |  | -7.08 | 6.62 | 0.1 |  | 0.1 | -6.52 |  | -6.52
2020-03-01 17:00 | LONG | LONG | BALP | 6.9 | 0.1 |  | 0.1 | -6.8 |  | -6.8 | 7.18 | 0.1 |  | 0.1 | -7.08 |  | -7.08 | 6.62 | 0.1 |  | 0.1 | -6.52 |  | -6.52
2020-03-01 18:00 | SHORT | SHORT | BALP | 6.9 | 44.93 | 44.93 |  | 51.83 | 51.83 |  | 7.18 | 44.93 | 44.93 |  | 52.11 | 52.11 |  | 6.62 | 44.93 | 44.93 |  | 51.55 | 51.55
2020-03-01 19:00 | SHORT | SHORT | BALP | 6.9 | 73.6 | 73.6 |  | 80.5 | 80.5 |  | 7.18 | 73.6 | 73.6 |  | 80.78 | 80.78 |  | 6.62 | 73.6 | 73.6 |  | 80.22 | 80.22
2020-03-01 20:00 | SHORT | SHORT | BALP | 6.9 | 73.6 | 73.6 |  | 80.5 | 80.5 |  | 7.18 | 73.6 | 73.6 |  | 80.78 | 80.78 |  | 6.62 | 73.6 | 73.6 |  | 80.22 | 80.22
2020-03-01 21:00 | LONG | LONG | VoAA | 6.9 | 37.6 |  | 37.6 | 30.7 |  | 30.7 | 7.18 | 38.6 |  | 38.6 | 31.42 |  | 31.42 | 6.62 | 20.91 |  | 20.91 | 14.29 |  | 14.29
2020-03-01 22:00 | LONG | LONG | BALP | 6.9 | 19.84 |  | 19.84 | 12.94 |  | 12.94 | 7.18 | 19.84 |  | 19.84 | 12.66 |  | 12.66 | 6.62 | 19.84 |  | 19.84 | 13.22 |  | 13.22
2020-03-01 23:00 | LONG | LONG | BALP | 6.9 | 0.1 |  | 0.1 | -6.8 |  | -6.8 | 7.18 | 0.1 |  | 0.1 | -7.08 |  | -7.08 | 6.62 | 0.1 |  | 0.1 | -6.52 |  | -6.52
2020-03-02 | LONG | LONG | BALP | 6.9 | 11.49 |  | 11.49 | 4.59 |  | 4.59 | 7.18 | 11.49 |  | 11.49 | 4.31 |  | 4.31 | 6.62 | 11.49 |  | 11.49 | 4.87 |  | 4.87
2020-03-02 01:00 | SHORT | SHORT | BALP | 6.9 | 48.6 | 48.6 |  | 55.5 | 55.5 |  | 7.18 | 48.6 | 48.6 |  | 55.78 | 55.78 |  | 6.62 | 48.6 | 48.6 |  | 55.22 | 55.22
2020-03-02 02:00 | LONG | LONG | VoAA | 6.9 | 0.1 |  | 0.1 | -6.8 |  | -6.8 | 7.18 | 19.85 |  | 19.85 | 12.67 |  | 12.67 | 6.62 | 10.76 |  | 10.76 | 4.14 |  | 4.14
2020-03-02 03:00 | LONG | LONG | BALP | 6.9 | 10.96 |  | 10.96 | 4.06 |  | 4.06 | 7.18 | 10.96 |  | 10.96 | 3.78 |  | 3.78 | 6.62 | 10.96 |  | 10.96 | 4.34 |  | 4.34
2020-03-02 04:00 | LONG | LONG | BALP | 6.9 | 11.24 |  | 11.24 | 4.34 |  | 4.34 | 7.18 | 11.24 |  | 11.24 | 4.06 |  | 4.06 | 6.62 | 11.24 |  | 11.24 | 4.62 |  | 4.62
2020-03-02 05:00 | SHORT | SHORT | BALP | 6.9 | 41 | 41 |  | 47.9 | 47.9 |  | 7.18 | 41 | 41 |  | 48.18 | 48.18 |  | 6.62 | 41 | 41 |  | 47.62 | 47.62
2020-03-02 06:00 | LONG | LONG | BALP | 6.9 | 25 |  | 25 | 18.1 |  | 18.1 | 7.18 | 25 |  | 25 | 17.82 |  | 17.82 | 6.62 | 25 |  | 25 | 18.38 |  | 18.38
2020-03-02 07:00 | SHORT | LONG | BALP | 6.9 | 65 | 65 |  | 71.9 | 71.9 |  | 7.18 | 65 | 65 |  | 72.18 | 72.18 |  | 6.62 | 39.56 |  | 39.56 | 32.94 |  | 32.94
2020-03-02 08:00 | SHORT | SHORT | BALP | 6.9 | 65 | 65 |  | 71.9 | 71.9 |  | 7.18 | 65 | 65 |  | 72.18 | 72.18 |  | 6.62 | 65 | 65 |  | 71.62 | 71.62
2020-03-02 09:00 | SHORT | SHORT | BALP | 6.9 | 93.4 | 93.4 |  | 100.3 | 100.3 |  | 7.18 | 93.4 | 93.4 |  | 100.58 | 100.58 |  | 6.62 | 93.4 | 93.4 |  | 100.02 | 100.02
2020-03-02 10:00 | LONG | LONG | BALP | 6.9 | 33.7 |  | 33.7 | 26.8 |  | 26.8 | 7.18 | 33.7 |  | 33.7 | 26.52 |  | 26.52 | 6.62 | 33.7 |  | 33.7 | 27.08 |  | 27.08
2020-03-02 11:00 | LONG | LONG | BALP | 6.9 | 22.7 |  | 22.7 | 15.8 |  | 15.8 | 7.18 | 22.7 |  | 22.7 | 15.52 |  | 15.52 | 6.62 | 22.7 |  | 22.7 | 16.08 |  | 16.08
2020-03-02 12:00 | LONG | LONG | BALP | 6.9 | 22 |  | 22 | 15.1 |  | 15.1 | 7.18 | 22 |  | 22 | 14.82 |  | 14.82 | 6.62 | 22 |  | 22 | 15.38 |  | 15.38
2020-03-02 13:00 | LONG | LONG | BALP | 6.9 | 9 |  | 9 | 2.1 |  | 2.1 | 7.18 | 9 |  | 9 | 1.82 |  | 1.82 | 6.62 | 9 |  | 9 | 2.38 |  | 2.38
2020-03-02 14:00 | LONG | LONG | BALP | 6.9 | 9.62 |  | 9.62 | 2.72 |  | 2.72 | 7.18 | 9.62 |  | 9.62 | 2.44 |  | 2.44 | 6.62 | 9.62 |  | 9.62 | 3 |  | 3
2020-03-02 15:00 | LONG | LONG | BALP | 6.9 | 10 |  | 10 | 3.1 |  | 3.1 | 7.18 | 10 |  | 10 | 2.82 |  | 2.82 | 6.62 | 10 |  | 10 | 3.38 |  | 3.38
2020-03-02 16:00 | LONG | LONG | BALP | 6.9 | 10 |  | 10 | 3.1 |  | 3.1 | 7.18 | 10 |  | 10 | 2.82 |  | 2.82 | 6.62 | 10 |  | 10 | 3.38 |  | 3.38
2020-03-02 17:00 | LONG | LONG | BALP | 6.9 | 10 |  | 10 | 3.1 |  | 3.1 | 7.18 | 10 |  | 10 | 2.82 |  | 2.82 | 6.62 | 10 |  | 10 | 3.38 |  | 3.38
2020-03-02 18:00 | LONG | LONG | BALP | 6.9 | 10 |  | 10 | 3.1 |  | 3.1 | 7.18 | 10 |  | 10 | 2.82 |  | 2.82 | 6.62 | 10 |  | 10 | 3.38 |  | 3.38
2020-03-02 19:00 | LONG | SHORT | BALP | 6.9 | 52.4 |  | 52.4 | 45.5 |  | 45.5 | 7.18 | 52.4 |  | 52.4 | 45.22 |  | 45.22 | 6.62 | 54.92 | 54.92 |  | 61.54 | 61.54
2020-03-02 20:00 | LONG | LONG | BALP | 6.9 | 43.92 |  | 43.92 | 37.02 |  | 37.02 | 7.18 | 43.92 |  | 43.92 | 36.74 |  | 36.74 | 6.62 | 43.92 |  | 43.92 | 37.3 |  | 37.3
2020-03-02 21:00 | SHORT | SHORT | BALP | 6.9 | 50 | 50 |  | 56.9 | 56.9 |  | 7.18 | 50 | 50 |  | 57.18 | 57.18 |  | 6.62 | 50 | 50 |  | 56.62 | 56.62
2020-03-02 22:00 | SHORT | SHORT | VoAA | 6.9 | 39.6 | 39.6 |  | 46.5 | 46.5 |  | 7.18 | 38.6 | 38.6 |  | 45.78 | 45.78 |  | 6.62 | 27.08 | 27.08 |  | 33.7 | 33.7
2020-03-02 23:00 | LONG | LONG | BALP | 6.9 | 20.33 |  | 20.33 | 13.43 |  | 13.43 | 7.18 | 20.33 |  | 20.33 | 13.15 |  | 13.15 | 6.62 | 20.33 |  | 20.33 | 13.71 |  | 13.71
2020-03-03 | LONG | LONG | BALP | 6.9 | 19.3 |  | 19.3 | 12.4 |  | 12.4 | 7.18 | 19.3 |  | 19.3 | 12.12 |  | 12.12 | 6.62 | 19.3 |  | 19.3 | 12.68 |  | 12.68
2020-03-03 01:00 | SHORT | SHORT | BALP | 6.9 | 75 | 75 |  | 81.9 | 81.9 |  | 7.18 | 75 | 75 |  | 82.18 | 82.18 |  | 6.62 | 75 | 75 |  | 81.62 | 81.62
2020-03-03 02:00 | SHORT | SHORT | BALP | 6.9 | 53.6 | 53.6 |  | 60.5 | 60.5 |  | 7.18 | 53.6 | 53.6 |  | 60.78 | 60.78 |  | 6.62 | 53.6 | 53.6 |  | 60.22 | 60.22
2020-03-03 03:00 | SHORT | SHORT | BALP | 6.9 | 50.91 | 50.91 |  | 57.81 | 57.81 |  | 7.18 | 50.91 | 50.91 |  | 58.09 | 58.09 |  | 6.62 | 50.91 | 50.91 |  | 57.53 | 57.53
2020-03-03 04:00 | SHORT | SHORT | BALP | 6.9 | 70 | 70 |  | 76.9 | 76.9 |  | 7.18 | 70 | 70 |  | 77.18 | 77.18 |  | 6.62 | 70 | 70 |  | 76.62 | 76.62
2020-03-03 05:00 | SHORT | SHORT | BALP | 6.9 | 53.6 | 53.6 |  | 60.5 | 60.5 |  | 7.18 | 53.6 | 53.6 |  | 60.78 | 60.78 |  | 6.62 | 53.6 | 53.6 |  | 60.22 | 60.22
2020-03-03 06:00 | LONG | LONG | BALP | 6.9 | 28 |  | 28 | 21.1 |  | 21.1 | 7.18 | 28 |  | 28 | 20.82 |  | 20.82 | 6.62 | 28 |  | 28 | 21.38 |  | 21.38
2020-03-03 07:00 | LONG | LONG | BALP | 6.9 | 31.6 |  | 31.6 | 24.7 |  | 24.7 | 7.18 | 31.6 |  | 31.6 | 24.42 |  | 24.42 | 6.62 | 31.6 |  | 31.6 | 24.98 |  | 24.98
2020-03-03 08:00 | SHORT | SHORT | BALP | 6.9 | 99 | 99 |  | 105.9 | 105.9 |  | 7.18 | 99 | 99 |  | 106.18 | 106.18 |  | 6.62 | 99 | 99 |  | 105.62 | 105.62
2020-03-03 09:00 | SHORT | SHORT | BALP | 6.9 | 95 | 95 |  | 101.9 | 101.9 |  | 7.18 | 95 | 95 |  | 102.18 | 102.18 |  | 6.62 | 95 | 95 |  | 101.62 | 101.62
2020-03-03 10:00 | SHORT | SHORT | BALP | 6.9 | 95 | 95 |  | 101.9 | 101.9 |  | 7.18 | 95 | 95 |  | 102.18 | 102.18 |  | 6.62 | 95 | 95 |  | 101.62 | 101.62
2020-03-03 11:00 | SHORT | SHORT | BALP | 6.9 | 70 | 70 |  | 76.9 | 76.9 |  | 7.18 | 70 | 70 |  | 77.18 | 77.18 |  | 6.62 | 70 | 70 |  | 76.62 | 76.62
2020-03-03 12:00 | SHORT | SHORT | BALP | 6.9 | 70 | 70 |  | 76.9 | 76.9 |  | 7.18 | 70 | 70 |  | 77.18 | 77.18 |  | 6.62 | 70 | 70 |  | 76.62 | 76.62
2020-03-03 13:00 | SHORT | SHORT | BALP | 6.9 | 109 | 109 |  | 115.9 | 115.9 |  | 7.18 | 109 | 109 |  | 116.18 | 116.18 |  | 6.62 | 109 | 109 |  | 115.62 | 115.62
2020-03-03 14:00 | SHORT | LONG | BALP | 6.9 | 107.05 | 107.05 |  | 113.95 | 113.95 |  | 7.18 | 107.05 | 107.05 |  | 114.23 | 114.23 |  | 6.62 | 41.37 |  | 41.37 | 34.75 |  | 34.75
2020-03-03 15:00 | LONG | LONG | VoAA | 6.9 | 38.8 |  | 38.8 | 31.9 |  | 31.9 | 7.18 | 39.8 |  | 39.8 | 32.62 |  | 32.62 | 6.62 | 35.93 |  | 35.93 | 29.31 |  | 29.31
2020-03-03 16:00 | SHORT | SHORT | BALP | 6.9 | 70 | 70 |  | 76.9 | 76.9 |  | 7.18 | 70 | 70 |  | 77.18 | 77.18 |  | 6.62 | 70 | 70 |  | 76.62 | 76.62
2020-03-03 17:00 | LONG | LONG | BALP | 6.9 | 28 |  | 28 | 21.1 |  | 21.1 | 7.18 | 28 |  | 28 | 20.82 |  | 20.82 | 6.62 | 28 |  | 28 | 21.38 |  | 21.38
2020-03-03 18:00 | SHORT | SHORT | BALP | 6.9 | 41.73 | 41.73 |  | 48.63 | 48.63 |  | 7.18 | 41.73 | 41.73 |  | 48.91 | 48.91 |  | 6.62 | 41.73 | 41.73 |  | 48.35 | 48.35
2020-03-03 19:00 | SHORT | SHORT | BALP | 6.9 | 90 | 90 |  | 96.9 | 96.9 |  | 7.18 | 90 | 90 |  | 97.18 | 97.18 |  | 6.62 | 90 | 90 |  | 96.62 | 96.62
2020-03-03 20:00 | LONG | LONG | VoAA | 6.9 | 38.8 |  | 38.8 | 31.9 |  | 31.9 | 7.18 | 39.8 |  | 39.8 | 32.62 |  | 32.62 | 6.62 | 35.06 |  | 35.06 | 28.44 |  | 28.44
2020-03-03 21:00 | LONG | LONG | VoAA | 6.9 | 38.8 |  | 38.8 | 31.9 |  | 31.9 | 7.18 | 39.8 |  | 39.8 | 32.62 |  | 32.62 | 6.62 | 35 |  | 35 | 28.38 |  | 28.38
2020-03-03 22:00 | LONG | LONG | BALP | 6.9 | 14.05 |  | 14.05 | 7.15 |  | 7.15 | 7.18 | 14.05 |  | 14.05 | 6.87 |  | 6.87 | 6.62 | 14.05 |  | 14.05 | 7.43 |  | 7.43
2020-03-03 23:00 | LONG | LONG | BALP | 6.9 | 16.6 |  | 16.6 | 9.7 |  | 9.7 | 7.18 | 16.6 |  | 16.6 | 9.42 |  | 9.42 | 6.62 | 16.6 |  | 16.6 | 9.98 |  | 9.98
2020-03-04 | LONG | LONG | BALP | 6.9 | 16.6 |  | 16.6 | 9.7 |  | 9.7 | 7.18 | 16.6 |  | 16.6 | 9.42 |  | 9.42 | 6.62 | 16.6 |  | 16.6 | 9.98 |  | 9.98
2020-03-04 01:00 | LONG | LONG | BALP | 6.9 | 13.27 |  | 13.27 | 6.37 |  | 6.37 | 7.18 | 13.27 |  | 13.27 | 6.09 |  | 6.09 | 6.62 | 13.27 |  | 13.27 | 6.65 |  | 6.65
2020-03-04 02:00 | LONG | LONG | BALP | 6.9 | 10 |  | 10 | 3.1 |  | 3.1 | 7.18 | 10 |  | 10 | 2.82 |  | 2.82 | 6.62 | 10 |  | 10 | 3.38 |  | 3.38
2020-03-04 03:00 | LONG | LONG | BALP | 6.9 | 10 |  | 10 | 3.1 |  | 3.1 | 7.18 | 10 |  | 10 | 2.82 |  | 2.82 | 6.62 | 10 |  | 10 | 3.38 |  | 3.38
2020-03-04 04:00 | LONG | LONG | VoAA | 6.9 | 39.4 |  | 39.4 | 32.5 |  | 32.5 | 7.18 | 40.4 |  | 40.4 | 33.22 |  | 33.22 | 6.62 | 13.21 |  | 13.21 | 6.59 |  | 6.59
2020-03-04 05:00 | SHORT | SHORT | VoAA | 6.9 | 41.4 | 41.4 |  | 48.3 | 48.3 |  | 7.18 | 40.4 | 40.4 |  | 47.58 | 47.58 |  | 6.62 | 13.39 | 13.39 |  | 20.01 | 20.01
2020-03-04 06:00 | LONG | LONG | VoAA | 6.9 | 39.4 |  | 39.4 | 32.5 |  | 32.5 | 7.18 | 40.4 |  | 40.4 | 33.22 |  | 33.22 | 6.62 | 13.58 |  | 13.58 | 6.96 |  | 6.96
2020-03-04 07:00 | LONG | LONG | BALP | 6.9 | 10.65 |  | 10.65 | 3.75 |  | 3.75 | 7.18 | 10.65 |  | 10.65 | 3.47 |  | 3.47 | 6.62 | 10.65 |  | 10.65 | 4.03 |  | 4.03
2020-03-04 08:00 | SHORT | SHORT | BALP | 6.9 | 55.6 | 55.6 |  | 62.5 | 62.5 |  | 7.18 | 55.6 | 55.6 |  | 62.78 | 62.78 |  | 6.62 | 55.6 | 55.6 |  | 62.22 | 62.22
2020-03-04 09:00 | SHORT | SHORT | BALP | 6.9 | 64.1 | 64.1 |  | 71 | 71 |  | 7.18 | 64.1 | 64.1 |  | 71.28 | 71.28 |  | 6.62 | 64.1 | 64.1 |  | 70.72 | 70.72
2020-03-04 10:00 | SHORT | SHORT | BALP | 6.9 | 95 | 95 |  | 101.9 | 101.9 |  | 7.18 | 95 | 95 |  | 102.18 | 102.18 |  | 6.62 | 95 | 95 |  | 101.62 | 101.62
2020-03-04 11:00 | SHORT | SHORT | BALP | 6.9 | 95 | 95 |  | 101.9 | 101.9 |  | 7.18 | 95 | 95 |  | 102.18 | 102.18 |  | 6.62 | 95 | 95 |  | 101.62 | 101.62
2020-03-04 12:00 | SHORT | SHORT | BALP | 6.9 | 76 | 76 |  | 82.9 | 82.9 |  | 7.18 | 76 | 76 |  | 83.18 | 83.18 |  | 6.62 | 76 | 76 |  | 82.62 | 82.62
2020-03-04 13:00 | SHORT | SHORT | BALP | 6.9 | 95 | 95 |  | 101.9 | 101.9 |  | 7.18 | 95 | 95 |  | 102.18 | 102.18 |  | 6.62 | 95 | 95 |  | 101.62 | 101.62
2020-03-04 14:00 | SHORT | SHORT | BALP | 6.9 | 95 | 95 |  | 101.9 | 101.9 |  | 7.18 | 95 | 95 |  | 102.18 | 102.18 |  | 6.62 | 95 | 95 |  | 101.62 | 101.62
2020-03-04 15:00 | SHORT | SHORT | BALP | 6.9 | 95 | 95 |  | 101.9 | 101.9 |  | 7.18 | 95 | 95 |  | 102.18 | 102.18 |  | 6.62 | 95 | 95 |  | 101.62 | 101.62
2020-03-04 16:00 | SHORT | SHORT | BALP | 6.9 | 93 | 93 |  | 99.9 | 99.9 |  | 7.18 | 93 | 93 |  | 100.18 | 100.18 |  | 6.62 | 93 | 93 |  | 99.62 | 99.62
2020-03-04 17:00 | SHORT | SHORT | BALP | 6.9 | 80 | 80 |  | 86.9 | 86.9 |  | 7.18 | 80 | 80 |  | 87.18 | 87.18 |  | 6.62 | 80 | 80 |  | 86.62 | 86.62
2020-03-04 18:00 | SHORT | SHORT | BALP | 6.9 | 95 | 95 |  | 101.9 | 101.9 |  | 7.18 | 95 | 95 |  | 102.18 | 102.18 |  | 6.62 | 95 | 95 |  | 101.62 | 101.62
2020-03-04 19:00 | SHORT | SHORT | BALP | 6.9 | 94 | 94 |  | 100.9 | 100.9 |  | 7.18 | 94 | 94 |  | 101.18 | 101.18 |  | 6.62 | 94 | 94 |  | 100.62 | 100.62
2020-03-04 20:00 | SHORT | SHORT | BALP | 6.9 | 93 | 93 |  | 99.9 | 99.9 |  | 7.18 | 93 | 93 |  | 100.18 | 100.18 |  | 6.62 | 93 | 93 |  | 99.62 | 99.62
2020-03-04 21:00 | SHORT | SHORT | BALP | 6.9 | 94 | 94 |  | 100.9 | 100.9 |  | 7.18 | 94 | 94 |  | 101.18 | 101.18 |  | 6.62 | 94 | 94 |  | 100.62 | 100.62
2020-03-04 22:00 | SHORT | SHORT | BALP | 6.9 | 70 | 70 |  | 76.9 | 76.9 |  | 7.18 | 70 | 70 |  | 77.18 | 77.18 |  | 6.62 | 70 | 70 |  | 76.62 | 76.62
2020-03-04 23:00 | SHORT | SHORT | BALP | 6.9 | 70 | 70 |  | 76.9 | 76.9 |  | 7.18 | 70 | 70 |  | 77.18 | 77.18 |  | 6.62 | 70 | 70 |  | 76.62 | 76.62
2020-03-05 | SHORT | SHORT | BALP | 6.9 | 50.2 | 50.2 |  | 57.1 | 57.1 |  | 7.18 | 50.2 | 50.2 |  | 57.38 | 57.38 |  | 6.62 | 50.2 | 50.2 |  | 56.82 | 56.82
2020-03-05 01:00 | SHORT | SHORT | BALP | 6.9 | 93 | 93 |  | 99.9 | 99.9 |  | 7.18 | 93 | 93 |  | 100.18 | 100.18 |  | 6.62 | 93 | 93 |  | 99.62 | 99.62
2020-03-05 02:00 | SHORT | LONG | BALP | 6.9 | 50.2 | 50.2 |  | 57.1 | 57.1 |  | 7.18 | 50.2 | 50.2 |  | 57.38 | 57.38 |  | 6.62 | 26.71 |  | 26.71 | 20.09 |  | 20.09
2020-03-05 03:00 | LONG | LONG | VoAA | 6.9 | 39.2 |  | 39.2 | 32.3 |  | 32.3 | 7.18 | 40.2 |  | 40.2 | 33.02 |  | 33.02 | 6.62 | 13.51 |  | 13.51 | 6.89 |  | 6.89
2020-03-05 04:00 | LONG | LONG | VoAA | 6.9 | 39.2 |  | 39.2 | 32.3 |  | 32.3 | 7.18 | 40.2 |  | 40.2 | 33.02 |  | 33.02 | 6.62 | 13.76 |  | 13.76 | 7.14 |  | 7.14
2020-03-05 05:00 | LONG | LONG | VoAA | 6.9 | 39.2 |  | 39.2 | 32.3 |  | 32.3 | 7.18 | 40.2 |  | 40.2 | 33.02 |  | 33.02 | 6.62 | 29.38 |  | 29.38 | 22.76 |  | 22.76
2020-03-05 06:00 | SHORT | SHORT | VoAA | 6.9 | 40.8 | 40.8 |  | 47.7 | 47.7 |  | 7.18 | 39.8 | 39.8 |  | 46.98 | 46.98 |  | 6.62 | 36.63 | 36.63 |  | 43.25 | 43.25
2020-03-05 07:00 | SHORT | SHORT | BALP | 6.9 | 70 | 70 |  | 76.9 | 76.9 |  | 7.18 | 70 | 70 |  | 77.18 | 77.18 |  | 6.62 | 70 | 70 |  | 76.62 | 76.62
2020-03-05 08:00 | LONG | LONG | BALP | 6.9 | 45.61 |  | 45.61 | 38.71 |  | 38.71 | 7.18 | 45.61 |  | 45.61 | 38.43 |  | 38.43 | 6.62 | 45.61 |  | 45.61 | 38.99 |  | 38.99
2020-03-05 09:00 | LONG | LONG | BALP | 6.9 | 54.64 |  | 54.64 | 47.74 |  | 47.74 | 7.18 | 54.64 |  | 54.64 | 47.46 |  | 47.46 | 6.62 | 54.64 |  | 54.64 | 48.02 |  | 48.02
2020-03-05 10:00 | LONG | LONG | BALP | 6.9 | 13.64 |  | 13.64 | 6.74 |  | 6.74 | 7.18 | 13.64 |  | 13.64 | 6.46 |  | 6.46 | 6.62 | 13.64 |  | 13.64 | 7.02 |  | 7.02
2020-03-05 11:00 | LONG | LONG | BALP | 6.9 | 13 |  | 13 | 6.1 |  | 6.1 | 7.18 | 13 |  | 13 | 5.82 |  | 5.82 | 6.62 | 13 |  | 13 | 6.38 |  | 6.38
2020-03-05 12:00 | LONG | LONG | BALP | 6.9 | 33.5 |  | 33.5 | 26.6 |  | 26.6 | 7.18 | 33.5 |  | 33.5 | 26.32 |  | 26.32 | 6.62 | 33.5 |  | 33.5 | 26.88 |  | 26.88
2020-03-05 13:00 | LONG | LONG | BALP | 6.9 | 41.97 |  | 41.97 | 35.07 |  | 35.07 | 7.18 | 41.97 |  | 41.97 | 34.79 |  | 34.79 | 6.62 | 41.97 |  | 41.97 | 35.35 |  | 35.35
2020-03-05 14:00 | LONG | LONG | VoAA | 6.9 | 33.5 |  | 33.5 | 26.6 |  | 26.6 | 7.18 | 34.5 |  | 34.5 | 27.32 |  | 27.32 | 6.62 | 40.51 |  | 40.51 | 33.89 |  | 33.89
2020-03-05 15:00 | LONG | LONG | BALP | 6.9 | 22 |  | 22 | 15.1 |  | 15.1 | 7.18 | 22 |  | 22 | 14.82 |  | 14.82 | 6.62 | 22 |  | 22 | 15.38 |  | 15.38
2020-03-05 16:00 | LONG | LONG | VoAA | 6.9 | 33.5 |  | 33.5 | 26.6 |  | 26.6 | 7.18 | 34.5 |  | 34.5 | 27.32 |  | 27.32 | 6.62 | 36.75 |  | 36.75 | 30.13 |  | 30.13
2020-03-05 17:00 | LONG | LONG | BALP | 6.9 | 11 |  | 11 | 4.1 |  | 4.1 | 7.18 | 11 |  | 11 | 3.82 |  | 3.82 | 6.62 | 11 |  | 11 | 4.38 |  | 4.38
2020-03-05 18:00 | LONG | LONG | VoAA | 6.9 | 33.5 |  | 33.5 | 26.6 |  | 26.6 | 7.18 | 34.5 |  | 34.5 | 27.32 |  | 27.32 | 6.62 | 39.87 |  | 39.87 | 33.25 |  | 33.25
2020-03-05 19:00 | SHORT | SHORT | VoAA | 6.9 | 35.5 | 35.5 |  | 42.4 | 42.4 |  | 7.18 | 34.5 | 34.5 |  | 41.68 | 41.68 |  | 6.62 | 52.07 | 52.07 |  | 58.69 | 58.69
2020-03-05 20:00 | LONG | SHORT | BALP | 6.9 | 33.5 |  | 33.5 | 26.6 |  | 26.6 | 7.18 | 33.5 |  | 33.5 | 26.32 |  | 26.32 | 6.62 | 35.82 | 35.82 |  | 42.44 | 42.44
2020-03-05 21:00 | SHORT | SHORT | BALP | 6.9 | 52 | 52 |  | 58.9 | 58.9 |  | 7.18 | 52 | 52 |  | 59.18 | 59.18 |  | 6.62 | 52 | 52 |  | 58.62 | 58.62
2020-03-05 22:00 | LONG | LONG | BALP | 6.9 | 25.6 |  | 25.6 | 18.7 |  | 18.7 | 7.18 | 25.6 |  | 25.6 | 18.42 |  | 18.42 | 6.62 | 25.6 |  | 25.6 | 18.98 |  | 18.98
2020-03-05 23:00 | SHORT | SHORT | VoAA | 6.9 | 28.01 | 28.01 |  | 34.91 | 34.91 |  | 7.18 | 14.06 | 14.06 |  | 21.24 | 21.24 |  | 6.62 | 18.01 | 18.01 |  | 24.63 | 24.63
2020-03-06 | SHORT | SHORT | BALP | 6.9 | 52 | 52 |  | 58.9 | 58.9 |  | 7.18 | 52 | 52 |  | 59.18 | 59.18 |  | 6.62 | 52 | 52 |  | 58.62 | 58.62
2020-03-06 01:00 | SHORT | SHORT | BALP | 6.9 | 50.6 | 50.6 |  | 57.5 | 57.5 |  | 7.18 | 50.6 | 50.6 |  | 57.78 | 57.78 |  | 6.62 | 50.6 | 50.6 |  | 57.22 | 57.22
2020-03-06 02:00 | SHORT | LONG | BALP | 6.9 | 50.6 | 50.6 |  | 57.5 | 57.5 |  | 7.18 | 50.6 | 50.6 |  | 57.78 | 57.78 |  | 6.62 | 14.96 |  | 14.96 | 8.34 |  | 8.34
2020-03-06 03:00 | SHORT | SHORT | BALP | 6.9 | 70 | 70 |  | 76.9 | 76.9 |  | 7.18 | 70 | 70 |  | 77.18 | 77.18 |  | 6.62 | 70 | 70 |  | 76.62 | 76.62
2020-03-06 04:00 | SHORT | SHORT | BALP | 6.9 | 50.6 | 50.6 |  | 57.5 | 57.5 |  | 7.18 | 50.6 | 50.6 |  | 57.78 | 57.78 |  | 6.62 | 50.6 | 50.6 |  | 57.22 | 57.22
2020-03-06 05:00 | SHORT | LONG | BALP | 6.9 | 52 | 52 |  | 58.9 | 58.9 |  | 7.18 | 52 | 52 |  | 59.18 | 59.18 |  | 6.62 | 24.03 |  | 24.03 | 17.41 |  | 17.41
2020-03-06 06:00 | LONG | LONG | BALP | 6.9 | 10.5 |  | 10.5 | 3.6 |  | 3.6 | 7.18 | 10.5 |  | 10.5 | 3.32 |  | 3.32 | 6.62 | 10.5 |  | 10.5 | 3.88 |  | 3.88
2020-03-06 07:00 | SHORT | SHORT | BALP | 6.9 | 52 | 52 |  | 58.9 | 58.9 |  | 7.18 | 52 | 52 |  | 59.18 | 59.18 |  | 6.62 | 52 | 52 |  | 58.62 | 58.62
2020-03-06 08:00 | SHORT | SHORT | BALP | 6.9 | 51.5 | 51.5 |  | 58.4 | 58.4 |  | 7.18 | 51.5 | 51.5 |  | 58.68 | 58.68 |  | 6.62 | 51.5 | 51.5 |  | 58.12 | 58.12
2020-03-06 09:00 | SHORT | LONG | BALP | 6.9 | 51.9 | 51.9 |  | 58.8 | 58.8 |  | 7.18 | 51.9 | 51.9 |  | 59.08 | 59.08 |  | 6.62 | 44.11 |  | 44.11 | 37.49 |  | 37.49
2020-03-06 10:00 | LONG | LONG | VoAA | 6.9 | 33.9 |  | 33.9 | 27 |  | 27 | 7.18 | 34.9 |  | 34.9 | 27.72 |  | 27.72 | 6.62 | 43.91 |  | 43.91 | 37.29 |  | 37.29
2020-03-06 11:00 | LONG | LONG | BALP | 6.9 | 33.9 |  | 33.9 | 27 |  | 27 | 7.18 | 33.9 |  | 33.9 | 26.72 |  | 26.72 | 6.62 | 33.9 |  | 33.9 | 27.28 |  | 27.28
2020-03-06 12:00 | LONG | LONG | BALP | 6.9 | 12.9 |  | 12.9 | 6 |  | 6 | 7.18 | 12.9 |  | 12.9 | 5.72 |  | 5.72 | 6.62 | 12.9 |  | 12.9 | 6.28 |  | 6.28
2020-03-06 13:00 | LONG | LONG | BALP | 6.9 | 33.9 |  | 33.9 | 27 |  | 27 | 7.18 | 33.9 |  | 33.9 | 26.72 |  | 26.72 | 6.62 | 33.9 |  | 33.9 | 27.28 |  | 27.28
2020-03-06 14:00 | LONG | LONG | VoAA | 6.9 | 33.9 |  | 33.9 | 27 |  | 27 | 7.18 | 34.9 |  | 34.9 | 27.72 |  | 27.72 | 6.62 | 40.02 |  | 40.02 | 33.4 |  | 33.4
2020-03-06 15:00 | SHORT | SHORT | BALP | 6.9 | 64.01 | 64.01 |  | 70.91 | 70.91 |  | 7.18 | 64.01 | 64.01 |  | 71.19 | 71.19 |  | 6.62 | 64.01 | 64.01 |  | 70.63 | 70.63
2020-03-06 16:00 | LONG | LONG | BALP | 6.9 | 22.9 |  | 22.9 | 16 |  | 16 | 7.18 | 22.9 |  | 22.9 | 15.72 |  | 15.72 | 6.62 | 22.9 |  | 22.9 | 16.28 |  | 16.28
2020-03-06 17:00 | LONG | LONG | BALP | 6.9 | 22.9 |  | 22.9 | 16 |  | 16 | 7.18 | 22.9 |  | 22.9 | 15.72 |  | 15.72 | 6.62 | 22.9 |  | 22.9 | 16.28 |  | 16.28
2020-03-06 18:00 | SHORT | SHORT | BALP | 6.9 | 95 | 95 |  | 101.9 | 101.9 |  | 7.18 | 95 | 95 |  | 102.18 | 102.18 |  | 6.62 | 95 | 95 |  | 101.62 | 101.62
2020-03-06 19:00 | SHORT | SHORT | BALP | 6.9 | 95 | 95 |  | 101.9 | 101.9 |  | 7.18 | 95 | 95 |  | 102.18 | 102.18 |  | 6.62 | 95 | 95 |  | 101.62 | 101.62
2020-03-06 20:00 | SHORT | SHORT | BALP | 6.9 | 79.61 | 79.61 |  | 86.51 | 86.51 |  | 7.18 | 79.61 | 79.61 |  | 86.79 | 86.79 |  | 6.62 | 79.61 | 79.61 |  | 86.23 | 86.23
2020-03-06 21:00 | SHORT | SHORT | BALP | 6.9 | 95 | 95 |  | 101.9 | 101.9 |  | 7.18 | 95 | 95 |  | 102.18 | 102.18 |  | 6.62 | 95 | 95 |  | 101.62 | 101.62
2020-03-06 22:00 | SHORT | SHORT | BALP | 6.9 | 94 | 94 |  | 100.9 | 100.9 |  | 7.18 | 94 | 94 |  | 101.18 | 101.18 |  | 6.62 | 94 | 94 |  | 100.62 | 100.62
2020-03-06 23:00 | SHORT | SHORT | BALP | 6.9 | 95 | 95 |  | 101.9 | 101.9 |  | 7.18 | 95 | 95 |  | 102.18 | 102.18 |  | 6.62 | 95 | 95 |  | 101.62 | 101.62
2020-03-07 | SHORT | SHORT | BALP | 6.9 | 40 | 40 |  | 46.9 | 46.9 |  | 7.18 | 40 | 40 |  | 47.18 | 47.18 |  | 6.62 | 40 | 40 |  | 46.62 | 46.62
2020-03-07 01:00 | SHORT | SHORT | BALP | 6.9 | 57 | 57 |  | 63.9 | 63.9 |  | 7.18 | 57 | 57 |  | 64.18 | 64.18 |  | 6.62 | 57 | 57 |  | 63.62 | 63.62
2020-03-07 02:00 | SHORT | SHORT | BALP | 6.9 | 57 | 57 |  | 63.9 | 63.9 |  | 7.18 | 57 | 57 |  | 64.18 | 64.18 |  | 6.62 | 57 | 57 |  | 63.62 | 63.62
2020-03-07 03:00 | SHORT | SHORT | BALP | 6.9 | 52 | 52 |  | 58.9 | 58.9 |  | 7.18 | 52 | 52 |  | 59.18 | 59.18 |  | 6.62 | 52 | 52 |  | 58.62 | 58.62
2020-03-07 04:00 | SHORT | SHORT | BALP | 6.9 | 52 | 52 |  | 58.9 | 58.9 |  | 7.18 | 52 | 52 |  | 59.18 | 59.18 |  | 6.62 | 52 | 52 |  | 58.62 | 58.62
2020-03-07 05:00 | SHORT | SHORT | BALP | 6.9 | 52 | 52 |  | 58.9 | 58.9 |  | 7.18 | 52 | 52 |  | 59.18 | 59.18 |  | 6.62 | 52 | 52 |  | 58.62 | 58.62
2020-03-07 06:00 | SHORT | SHORT | BALP | 6.9 | 52 | 52 |  | 58.9 | 58.9 |  | 7.18 | 52 | 52 |  | 59.18 | 59.18 |  | 6.62 | 52 | 52 |  | 58.62 | 58.62
2020-03-07 07:00 | LONG | LONG | BALP | 6.9 | 12.92 |  | 12.92 | 6.02 |  | 6.02 | 7.18 | 12.92 |  | 12.92 | 5.74 |  | 5.74 | 6.62 | 12.92 |  | 12.92 | 6.3 |  | 6.3
2020-03-07 08:00 | LONG | LONG | VoAA | 6.9 | 41 |  | 41 | 34.1 |  | 34.1 | 7.18 | 36.99 |  | 36.99 | 29.81 |  | 29.81 | 6.62 | 22.98 |  | 22.98 | 16.36 |  | 16.36
2020-03-07 09:00 | SHORT | SHORT | BALP | 6.9 | 28.06 | 28.06 |  | 34.96 | 34.96 |  | 7.18 | 28.06 | 28.06 |  | 35.24 | 35.24 |  | 6.62 | 28.06 | 28.06 |  | 34.68 | 34.68
2020-03-07 10:00 | SHORT | SHORT | BALP | 6.9 | 34.16 | 34.16 |  | 41.06 | 41.06 |  | 7.18 | 34.16 | 34.16 |  | 41.34 | 41.34 |  | 6.62 | 34.16 | 34.16 |  | 40.78 | 40.78
2020-03-07 11:00 | SHORT | SHORT | BALP | 6.9 | 24.45 | 24.45 |  | 31.35 | 31.35 |  | 7.18 | 24.45 | 24.45 |  | 31.63 | 31.63 |  | 6.62 | 24.45 | 24.45 |  | 31.07 | 31.07
2020-03-07 12:00 | SHORT | SHORT | BALP | 6.9 | 77 | 77 |  | 83.9 | 83.9 |  | 7.18 | 77 | 77 |  | 84.18 | 84.18 |  | 6.62 | 77 | 77 |  | 83.62 | 83.62
2020-03-07 13:00 | SHORT | SHORT | BALP | 6.9 | 70 | 70 |  | 76.9 | 76.9 |  | 7.18 | 70 | 70 |  | 77.18 | 77.18 |  | 6.62 | 70 | 70 |  | 76.62 | 76.62
2020-03-07 14:00 | SHORT | SHORT | BALP | 6.9 | 52 | 52 |  | 58.9 | 58.9 |  | 7.18 | 52 | 52 |  | 59.18 | 59.18 |  | 6.62 | 52 | 52 |  | 58.62 | 58.62
2020-03-07 15:00 | SHORT | SHORT | BALP | 6.9 | 52 | 52 |  | 58.9 | 58.9 |  | 7.18 | 52 | 52 |  | 59.18 | 59.18 |  | 6.62 | 52 | 52 |  | 58.62 | 58.62
2020-03-07 16:00 | LONG | LONG | VoAA | 6.9 | 0.1 |  | 0.1 | -6.8 |  | -6.8 | 7.18 | 19.06 |  | 19.06 | 11.88 |  | 11.88 | 6.62 | 28.02 |  | 28.02 | 21.4 |  | 21.4
2020-03-07 17:00 | LONG | LONG | BALP | 6.9 | 10.02 |  | 10.02 | 3.12 |  | 3.12 | 7.18 | 10.02 |  | 10.02 | 2.84 |  | 2.84 | 6.62 | 10.02 |  | 10.02 | 3.4 |  | 3.4
2020-03-07 18:00 | SHORT | SHORT | BALP | 6.9 | 52 | 52 |  | 58.9 | 58.9 |  | 7.18 | 52 | 52 |  | 59.18 | 59.18 |  | 6.62 | 52 | 52 |  | 58.62 | 58.62
2020-03-07 19:00 | SHORT | SHORT | BALP | 6.9 | 70 | 70 |  | 76.9 | 76.9 |  | 7.18 | 70 | 70 |  | 77.18 | 77.18 |  | 6.62 | 70 | 70 |  | 76.62 | 76.62
2020-03-07 20:00 | LONG | LONG | BALP | 6.9 | 38.99 |  | 38.99 | 32.09 |  | 32.09 | 7.18 | 38.99 |  | 38.99 | 31.81 |  | 31.81 | 6.62 | 38.99 |  | 38.99 | 32.37 |  | 32.37
2020-03-07 21:00 | SHORT | SHORT | BALP | 6.9 | 34.16 | 34.16 |  | 41.06 | 41.06 |  | 7.18 | 34.16 | 34.16 |  | 41.34 | 41.34 |  | 6.62 | 34.16 | 34.16 |  | 40.78 | 40.78
2020-03-07 22:00 | LONG | LONG | BALP | 6.9 | 41 |  | 41 | 34.1 |  | 34.1 | 7.18 | 41 |  | 41 | 33.82 |  | 33.82 | 6.62 | 41 |  | 41 | 34.38 |  | 34.38
2020-03-07 23:00 | SHORT | SHORT | VoAA | 6.9 | 26.7 | 26.7 |  | 33.6 | 33.6 |  | 7.18 | 33.85 | 33.85 |  | 41.03 | 41.03 |  | 6.62 | 16.7 | 16.7 |  | 23.32 | 23.32
2020-03-08 | SHORT | SHORT | VoAA | 6.9 | 42.7 | 42.7 |  | 49.6 | 49.6 |  | 7.18 | 21.4 | 21.4 |  | 28.58 | 28.58 |  | 6.62 | 12.01 | 12.01 |  | 18.63 | 18.63
2020-03-08 01:00 | LONG | LONG | BALP | 6.9 | 0.1 |  | 0.1 | -6.8 |  | -6.8 | 7.18 | 0.1 |  | 0.1 | -7.08 |  | -7.08 | 6.62 | 0.1 |  | 0.1 | -6.52 |  | -6.52
2020-03-08 02:00 | LONG | LONG | VoAA | 6.9 | 0.1 |  | 0.1 | -6.8 |  | -6.8 | 7.18 | 21.05 |  | 21.05 | 13.87 |  | 13.87 | 6.62 | 9.63 |  | 9.63 | 3.01 |  | 3.01
2020-03-08 03:00 | LONG | LONG | VoAA | 6.9 | 0.1 |  | 0.1 | -6.8 |  | -6.8 | 7.18 | 21.05 |  | 21.05 | 13.87 |  | 13.87 | 6.62 | 9.47 |  | 9.47 | 2.85 |  | 2.85
2020-03-08 04:00 | LONG | LONG | VoAA | 6.9 | 0.1 |  | 0.1 | -6.8 |  | -6.8 | 7.18 | 21.05 |  | 21.05 | 13.87 |  | 13.87 | 6.62 | 9.02 |  | 9.02 | 2.4 |  | 2.4
2020-03-08 05:00 | LONG | LONG | BALP | 6.9 | 2 |  | 2 | -4.9 |  | -4.9 | 7.18 | 2 |  | 2 | -5.18 |  | -5.18 | 6.62 | 2 |  | 2 | -4.62 |  | -4.62
2020-03-08 06:00 | LONG | LONG | VoAA | 6.9 | 0.1 |  | 0.1 | -6.8 |  | -6.8 | 7.18 | 21.05 |  | 21.05 | 13.87 |  | 13.87 | 6.62 | 8.72 |  | 8.72 | 2.1 |  | 2.1
2020-03-08 07:00 | LONG | LONG | VoAA | 6.9 | 0.1 |  | 0.1 | -6.8 |  | -6.8 | 7.18 | 21.05 |  | 21.05 | 13.87 |  | 13.87 | 6.62 | 8.67 |  | 8.67 | 2.05 |  | 2.05
2020-03-08 08:00 | LONG | LONG | VoAA | 6.9 | 0.1 |  | 0.1 | -6.8 |  | -6.8 | 7.18 | 21.05 |  | 21.05 | 13.87 |  | 13.87 | 6.62 | 9.21 |  | 9.21 | 2.59 |  | 2.59
2020-03-08 09:00 | LONG | LONG | VoAA | 6.9 | 40.7 |  | 40.7 | 33.8 |  | 33.8 | 7.18 | 41.35 |  | 41.35 | 34.17 |  | 34.17 | 6.62 | 9.43 |  | 9.43 | 2.81 |  | 2.81
2020-03-08 10:00 | SHORT | SHORT | BALP | 6.9 | 56.7 | 56.7 |  | 63.6 | 63.6 |  | 7.18 | 56.7 | 56.7 |  | 63.88 | 63.88 |  | 6.62 | 56.7 | 56.7 |  | 63.32 | 63.32
2020-03-08 11:00 | LONG | LONG | VoAA | 6.9 | 40.7 |  | 40.7 | 33.8 |  | 33.8 | 7.18 | 41.7 |  | 41.7 | 34.52 |  | 34.52 | 6.62 | 25.03 |  | 25.03 | 18.41 |  | 18.41
2020-03-08 12:00 | LONG | LONG | BALP | 6.9 | 5 |  | 5 | -1.9 |  | -1.9 | 7.18 | 5 |  | 5 | -2.18 |  | -2.18 | 6.62 | 5 |  | 5 | -1.62 |  | -1.62
2020-03-08 13:00 | LONG | LONG | BALP | 6.9 | 0.1 |  | 0.1 | -6.8 |  | -6.8 | 7.18 | 0.1 |  | 0.1 | -7.08 |  | -7.08 | 6.62 | 0.1 |  | 0.1 | -6.52 |  | -6.52
2020-03-08 14:00 | LONG | LONG | BALP | 6.9 | 0.1 |  | 0.1 | -6.8 |  | -6.8 | 7.18 | 0.1 |  | 0.1 | -7.08 |  | -7.08 | 6.62 | 0.1 |  | 0.1 | -6.52 |  | -6.52
2020-03-08 15:00 | LONG | LONG | BALP | 6.9 | 0.1 |  | 0.1 | -6.8 |  | -6.8 | 7.18 | 0.1 |  | 0.1 | -7.08 |  | -7.08 | 6.62 | 0.1 |  | 0.1 | -6.52 |  | -6.52
2020-03-08 16:00 | LONG | LONG | BALP | 6.9 | 0.1 |  | 0.1 | -6.8 |  | -6.8 | 7.18 | 0.1 |  | 0.1 | -7.08 |  | -7.08 | 6.62 | 0.1 |  | 0.1 | -6.52 |  | -6.52
2020-03-08 17:00 | LONG | LONG | BALP | 6.9 | 2.1 |  | 2.1 | -4.8 |  | -4.8 | 7.18 | 2.1 |  | 2.1 | -5.08 |  | -5.08 | 6.62 | 2.1 |  | 2.1 | -4.52 |  | -4.52
2020-03-08 18:00 | LONG | LONG | BALP | 6.9 | 0.1 |  | 0.1 | -6.8 |  | -6.8 | 7.18 | 0.1 |  | 0.1 | -7.08 |  | -7.08 | 6.62 | 0.1 |  | 0.1 | -6.52 |  | -6.52
2020-03-08 19:00 | SHORT | SHORT | BALP | 6.9 | 70 | 70 |  | 76.9 | 76.9 |  | 7.18 | 70 | 70 |  | 77.18 | 77.18 |  | 6.62 | 70 | 70 |  | 76.62 | 76.62
2020-03-08 20:00 | LONG | LONG | BALP | 6.9 | 6.21 |  | 6.21 | -0.69 |  | -0.69 | 7.18 | 6.21 |  | 6.21 | -0.97 |  | -0.97 | 6.62 | 6.21 |  | 6.21 | -0.41 |  | -0.41
2020-03-08 21:00 | LONG | LONG | VoAA | 6.9 | 40.7 |  | 40.7 | 33.8 |  | 33.8 | 7.18 | 30.4 |  | 30.4 | 23.22 |  | 23.22 | 6.62 | 10.1 |  | 10.1 | 3.48 |  | 3.48
2020-03-08 22:00 | LONG | LONG | BALP | 6.9 | 0.1 |  | 0.1 | -6.8 |  | -6.8 | 7.18 | 0.1 |  | 0.1 | -7.08 |  | -7.08 | 6.62 | 0.1 |  | 0.1 | -6.52 |  | -6.52
2020-03-08 23:00 | LONG | LONG | BALP | 6.9 | 5 |  | 5 | -1.9 |  | -1.9 | 7.18 | 5 |  | 5 | -2.18 |  | -2.18 | 6.62 | 5 |  | 5 | -1.62 |  | -1.62
2020-03-09 | LONG | LONG | BALP | 6.9 | 5 |  | 5 | -1.9 |  | -1.9 | 7.18 | 5 |  | 5 | -2.18 |  | -2.18 | 6.62 | 5 |  | 5 | -1.62 |  | -1.62
2020-03-09 01:00 | LONG | LONG | BALP | 6.9 | 5 |  | 5 | -1.9 |  | -1.9 | 7.18 | 5 |  | 5 | -2.18 |  | -2.18 | 6.62 | 5 |  | 5 | -1.62 |  | -1.62
2020-03-09 02:00 | LONG | LONG | BALP | 6.9 | 3 |  | 3 | -3.9 |  | -3.9 | 7.18 | 3 |  | 3 | -4.18 |  | -4.18 | 6.62 | 3 |  | 3 | -3.62 |  | -3.62
2020-03-09 03:00 | LONG | LONG | BALP | 6.9 | 3 |  | 3 | -3.9 |  | -3.9 | 7.18 | 3 |  | 3 | -4.18 |  | -4.18 | 6.62 | 3 |  | 3 | -3.62 |  | -3.62
2020-03-09 04:00 | LONG | LONG | VoAA | 6.9 | 0 |  | 0 | -6.9 |  | -6.9 | 7.18 | 21 |  | 21 | 13.82 |  | 13.82 | 6.62 | 8.91 |  | 8.91 | 2.29 |  | 2.29
2020-03-09 05:00 | LONG | LONG | BALP | 6.9 | 5.73 |  | 5.73 | -1.17 |  | -1.17 | 7.18 | 5.73 |  | 5.73 | -1.45 |  | -1.45 | 6.62 | 5.73 |  | 5.73 | -0.89 |  | -0.89
2020-03-09 06:00 | LONG | LONG | VoAA | 6.9 | 0.1 |  | 0.1 | -6.8 |  | -6.8 | 7.18 | 9.94 |  | 9.94 | 2.76 |  | 2.76 | 6.62 | 9.77 |  | 9.77 | 3.15 |  | 3.15
2020-03-09 07:00 | SHORT | SHORT | BALP | 6.9 | 93 | 93 |  | 99.9 | 99.9 |  | 7.18 | 93 | 93 |  | 100.18 | 100.18 |  | 6.62 | 93 | 93 |  | 99.62 | 99.62
2020-03-09 08:00 | SHORT | SHORT | BALP | 6.9 | 95 | 95 |  | 101.9 | 101.9 |  | 7.18 | 95 | 95 |  | 102.18 | 102.18 |  | 6.62 | 95 | 95 |  | 101.62 | 101.62
2020-03-09 09:00 | SHORT | SHORT | BALP | 6.9 | 95 | 95 |  | 101.9 | 101.9 |  | 7.18 | 95 | 95 |  | 102.18 | 102.18 |  | 6.62 | 95 | 95 |  | 101.62 | 101.62
2020-03-09 10:00 | SHORT | SHORT | BALP | 6.9 | 95 | 95 |  | 101.9 | 101.9 |  | 7.18 | 95 | 95 |  | 102.18 | 102.18 |  | 6.62 | 95 | 95 |  | 101.62 | 101.62
2020-03-09 11:00 | LONG | LONG | BALP | 6.9 | 0.1 |  | 0.1 | -6.8 |  | -6.8 | 7.18 | 0.1 |  | 0.1 | -7.08 |  | -7.08 | 6.62 | 0.1 |  | 0.1 | -6.52 |  | -6.52
2020-03-09 12:00 | LONG | LONG | BALP | 6.9 | -8.17 |  | -8.17 | -15.07 |  | -15.07 | 7.18 | -8.17 |  | -8.17 | -15.35 |  | -15.35 | 6.62 | -8.17 |  | -8.17 | -14.79 |  | -14.79
2020-03-09 13:00 | LONG | LONG | BALP | 6.9 | 0.1 |  | 0.1 | -6.8 |  | -6.8 | 7.18 | 0.1 |  | 0.1 | -7.08 |  | -7.08 | 6.62 | 0.1 |  | 0.1 | -6.52 |  | -6.52
2020-03-09 14:00 | LONG | LONG | BALP | 6.9 | 8.5 |  | 8.5 | 1.6 |  | 1.6 | 7.18 | 8.5 |  | 8.5 | 1.32 |  | 1.32 | 6.62 | 8.5 |  | 8.5 | 1.88 |  | 1.88
2020-03-09 15:00 | LONG | LONG | BALP | 6.9 | 23.3 |  | 23.3 | 16.4 |  | 16.4 | 7.18 | 23.3 |  | 23.3 | 16.12 |  | 16.12 | 6.62 | 23.3 |  | 23.3 | 16.68 |  | 16.68
2020-03-09 16:00 | SHORT | SHORT | BALP | 6.9 | 70 | 70 |  | 76.9 | 76.9 |  | 7.18 | 70 | 70 |  | 77.18 | 77.18 |  | 6.62 | 70 | 70 |  | 76.62 | 76.62
2020-03-09 17:00 | SHORT | SHORT | BALP | 6.9 | 53 | 53 |  | 59.9 | 59.9 |  | 7.18 | 53 | 53 |  | 60.18 | 60.18 |  | 6.62 | 53 | 53 |  | 59.62 | 59.62
2020-03-09 18:00 | SHORT | SHORT | VoAA | 6.9 | 36.3 | 36.3 |  | 43.2 | 43.2 |  | 7.18 | 35.3 | 35.3 |  | 42.48 | 42.48 |  | 6.62 | 45.23 | 45.23 |  | 51.85 | 51.85
2020-03-09 19:00 | LONG | LONG | VoAA | 6.9 | 34.3 |  | 34.3 | 27.4 |  | 27.4 | 7.18 | 35.3 |  | 35.3 | 28.12 |  | 28.12 | 6.62 | 53.26 |  | 53.26 | 46.64 |  | 46.64
2020-03-09 20:00 | LONG | LONG | BALP | 6.9 | 7 |  | 7 | 0.1 |  | 0.1 | 7.18 | 7 |  | 7 | -0.18 |  | -0.18 | 6.62 | 7 |  | 7 | 0.38 |  | 0.38
2020-03-09 21:00 | LONG | LONG | BALP | 6.9 | 0.1 |  | 0.1 | -6.8 |  | -6.8 | 7.18 | 0.1 |  | 0.1 | -7.08 |  | -7.08 | 6.62 | 0.1 |  | 0.1 | -6.52 |  | -6.52
2020-03-09 22:00 | LONG | LONG | BALP | 6.9 | 0.1 |  | 0.1 | -6.8 |  | -6.8 | 7.18 | 0.1 |  | 0.1 | -7.08 |  | -7.08 | 6.62 | 0.1 |  | 0.1 | -6.52 |  | -6.52
2020-03-09 23:00 | LONG | LONG | BALP | 6.9 | 0.1 |  | 0.1 | -6.8 |  | -6.8 | 7.18 | 0.1 |  | 0.1 | -7.08 |  | -7.08 | 6.62 | 0.1 |  | 0.1 | -6.52 |  | -6.52
2020-03-10 | LONG | LONG | BALP | 6.9 | 0.1 |  | 0.1 | -6.8 |  | -6.8 | 7.18 | 0.1 |  | 0.1 | -7.08 |  | -7.08 | 6.62 | 0.1 |  | 0.1 | -6.52 |  | -6.52
2020-03-10 01:00 | LONG | LONG | BALP | 6.9 | 6.43 |  | 6.43 | -0.47 |  | -0.47 | 7.18 | 6.43 |  | 6.43 | -0.75 |  | -0.75 | 6.62 | 6.43 |  | 6.43 | -0.19 |  | -0.19
2020-03-10 02:00 | SHORT | SHORT | BALP | 6.9 | 9.19 | 9.19 |  | 16.09 | 16.09 |  | 7.18 | 9.19 | 9.19 |  | 16.37 | 16.37 |  | 6.62 | 9.19 | 9.19 |  | 15.81 | 15.81
2020-03-10 03:00 | SHORT | SHORT | VoAA | 6.9 | 42.1 | 42.1 |  | 49 | 49 |  | 7.18 | 21.1 | 21.1 |  | 28.28 | 28.28 |  | 6.62 | 8.96 | 8.96 |  | 15.58 | 15.58
2020-03-10 04:00 | SHORT | SHORT | VoAA | 6.9 | 42.1 | 42.1 |  | 49 | 49 |  | 7.18 | 21.1 | 21.1 |  | 28.28 | 28.28 |  | 6.62 | 9.26 | 9.26 |  | 15.88 | 15.88
2020-03-10 05:00 | SHORT | SHORT | BALP | 6.9 | 51.1 | 51.1 |  | 58 | 58 |  | 7.18 | 51.1 | 51.1 |  | 58.28 | 58.28 |  | 6.62 | 51.1 | 51.1 |  | 57.72 | 57.72
2020-03-10 06:00 | SHORT | SHORT | BALP | 6.9 | 15.95 | 15.95 |  | 22.85 | 22.85 |  | 7.18 | 15.95 | 15.95 |  | 23.13 | 23.13 |  | 6.62 | 15.95 | 15.95 |  | 22.57 | 22.57
2020-03-10 07:00 | SHORT | SHORT | BALP | 6.9 | 75 | 75 |  | 81.9 | 81.9 |  | 7.18 | 75 | 75 |  | 82.18 | 82.18 |  | 6.62 | 75 | 75 |  | 81.62 | 81.62
2020-03-10 08:00 | SHORT | SHORT | BALP | 6.9 | 95 | 95 |  | 101.9 | 101.9 |  | 7.18 | 95 | 95 |  | 102.18 | 102.18 |  | 6.62 | 95 | 95 |  | 101.62 | 101.62
2020-03-10 09:00 | LONG | LONG | BALP | 6.9 | 10.28 |  | 10.28 | 3.38 |  | 3.38 | 7.18 | 10.28 |  | 10.28 | 3.1 |  | 3.1 | 6.62 | 10.28 |  | 10.28 | 3.66 |  | 3.66
2020-03-10 10:00 | SHORT | LONG | BALP | 6.9 | 94 | 94 |  | 100.9 | 100.9 |  | 7.18 | 94 | 94 |  | 101.18 | 101.18 |  | 6.62 | 65.98 |  | 65.98 | 59.36 |  | 59.36
2020-03-10 11:00 | SHORT | SHORT | BALP | 6.9 | 200 | 200 |  | 206.9 | 206.9 |  | 7.18 | 200 | 200 |  | 207.18 | 207.18 |  | 6.62 | 200 | 200 |  | 206.62 | 206.62
2020-03-10 12:00 | LONG | LONG | VoAA | 6.9 | 10 |  | 10 | 3.1 |  | 3.1 | 7.18 | 23.15 |  | 23.15 | 15.97 |  | 15.97 | 6.62 | 46.8 |  | 46.8 | 40.18 |  | 40.18
2020-03-10 13:00 | SHORT | SHORT | BALP | 6.9 | 69 | 69 |  | 75.9 | 75.9 |  | 7.18 | 69 | 69 |  | 76.18 | 76.18 |  | 6.62 | 69 | 69 |  | 75.62 | 75.62
2020-03-10 14:00 | SHORT | SHORT | BALP | 6.9 | 69 | 69 |  | 75.9 | 75.9 |  | 7.18 | 69 | 69 |  | 76.18 | 76.18 |  | 6.62 | 69 | 69 |  | 75.62 | 75.62
2020-03-10 15:00 | LONG | LONG | VoAA | 6.9 | 34.3 |  | 34.3 | 27.4 |  | 27.4 | 7.18 | 45.51 |  | 45.51 | 38.33 |  | 38.33 | 6.62 | 46.72 |  | 46.72 | 40.1 |  | 40.1
2020-03-10 16:00 | LONG | LONG | BALP | 6.9 | 21.33 |  | 21.33 | 14.43 |  | 14.43 | 7.18 | 21.33 |  | 21.33 | 14.15 |  | 14.15 | 6.62 | 21.33 |  | 21.33 | 14.71 |  | 14.71
2020-03-10 17:00 | LONG | LONG | BALP | 6.9 | 34.3 |  | 34.3 | 27.4 |  | 27.4 | 7.18 | 34.3 |  | 34.3 | 27.12 |  | 27.12 | 6.62 | 34.3 |  | 34.3 | 27.68 |  | 27.68
2020-03-10 18:00 | LONG | LONG | BALP | 6.9 | 15 |  | 15 | 8.1 |  | 8.1 | 7.18 | 15 |  | 15 | 7.82 |  | 7.82 | 6.62 | 15 |  | 15 | 8.38 |  | 8.38
2020-03-10 19:00 | SHORT | SHORT | BALP | 6.9 | 95 | 95 |  | 101.9 | 101.9 |  | 7.18 | 95 | 95 |  | 102.18 | 102.18 |  | 6.62 | 95 | 95 |  | 101.62 | 101.62
2020-03-10 20:00 | LONG | LONG | VoAA | 6.9 | 35.3 |  | 35.3 | 28.4 |  | 28.4 | 7.18 | 36.3 |  | 36.3 | 29.12 |  | 29.12 | 6.62 | 35.09 |  | 35.09 | 28.47 |  | 28.47
2020-03-10 21:00 | LONG | LONG | VoAA | 6.9 | 40.1 |  | 40.1 | 33.2 |  | 33.2 | 7.18 | 41.1 |  | 41.1 | 33.92 |  | 33.92 | 6.62 | 35.03 |  | 35.03 | 28.41 |  | 28.41
2020-03-10 22:00 | LONG | LONG | BALP | 6.9 | 0.1 |  | 0.1 | -6.8 |  | -6.8 | 7.18 | 0.1 |  | 0.1 | -7.08 |  | -7.08 | 6.62 | 0.1 |  | 0.1 | -6.52 |  | -6.52
2020-03-10 23:00 | LONG | LONG | BALP | 6.9 | 0.1 |  | 0.1 | -6.8 |  | -6.8 | 7.18 | 0.1 |  | 0.1 | -7.08 |  | -7.08 | 6.62 | 0.1 |  | 0.1 | -6.52 |  | -6.52
2020-03-11 | LONG | LONG | VoAA | 6.9 | 40 |  | 40 | 33.1 |  | 33.1 | 7.18 | 41 |  | 41 | 33.82 |  | 33.82 | 6.62 | 9.39 |  | 9.39 | 2.77 |  | 2.77
2020-03-11 01:00 | LONG | LONG | VoAA | 6.9 | 40 |  | 40 | 33.1 |  | 33.1 | 7.18 | 41 |  | 41 | 33.82 |  | 33.82 | 6.62 | 17.59 |  | 17.59 | 10.97 |  | 10.97
2020-03-11 02:00 | LONG | LONG | VoAA | 6.9 | 40 |  | 40 | 33.1 |  | 33.1 | 7.18 | 41 |  | 41 | 33.82 |  | 33.82 | 6.62 | 14.96 |  | 14.96 | 8.34 |  | 8.34
2020-03-11 03:00 | LONG | LONG | BALP | 6.9 | 0 |  | 0 | -6.9 |  | -6.9 | 7.18 | 0 |  | 0 | -7.18 |  | -7.18 | 6.62 | 0 |  | 0 | -6.62 |  | -6.62
2020-03-11 04:00 | LONG | LONG | VoAA | 6.9 | 0.1 |  | 0.1 | -6.8 |  | -6.8 | 7.18 | 32.55 |  | 32.55 | 25.37 |  | 25.37 | 6.62 | 14.93 |  | 14.93 | 8.31 |  | 8.31
2020-03-11 05:00 | LONG | LONG | BALP | 6.9 | -1.7 |  | -1.7 | -8.6 |  | -8.6 | 7.18 | -1.7 |  | -1.7 | -8.88 |  | -8.88 | 6.62 | -1.7 |  | -1.7 | -8.32 |  | -8.32
2020-03-11 06:00 | LONG | LONG | BALP | 6.9 | 0.1 |  | 0.1 | -6.8 |  | -6.8 | 7.18 | 0.1 |  | 0.1 | -7.08 |  | -7.08 | 6.62 | 0.1 |  | 0.1 | -6.52 |  | -6.52
2020-03-11 07:00 | LONG | LONG | BALP | 6.9 | 0.1 |  | 0.1 | -6.8 |  | -6.8 | 7.18 | 0.1 |  | 0.1 | -7.08 |  | -7.08 | 6.62 | 0.1 |  | 0.1 | -6.52 |  | -6.52
2020-03-11 08:00 | LONG | LONG | BALP | 6.9 | 9 |  | 9 | 2.1 |  | 2.1 | 7.18 | 9 |  | 9 | 1.82 |  | 1.82 | 6.62 | 9 |  | 9 | 2.38 |  | 2.38
2020-03-11 09:00 | LONG | LONG | BALP | 6.9 | 9 |  | 9 | 2.1 |  | 2.1 | 7.18 | 9 |  | 9 | 1.82 |  | 1.82 | 6.62 | 9 |  | 9 | 2.38 |  | 2.38
2020-03-11 10:00 | LONG | LONG | BALP | 6.9 | 9 |  | 9 | 2.1 |  | 2.1 | 7.18 | 9 |  | 9 | 1.82 |  | 1.82 | 6.62 | 9 |  | 9 | 2.38 |  | 2.38
2020-03-11 11:00 | LONG | LONG | VoAA | 6.9 | 34.2 |  | 34.2 | 27.3 |  | 27.3 | 7.18 | 35.03 |  | 35.03 | 27.85 |  | 27.85 | 6.62 | 25.85 |  | 25.85 | 19.23 |  | 19.23
2020-03-11 12:00 | LONG | LONG | BALP | 6.9 | 28.2 |  | 28.2 | 21.3 |  | 21.3 | 7.18 | 28.2 |  | 28.2 | 21.02 |  | 21.02 | 6.62 | 28.2 |  | 28.2 | 21.58 |  | 21.58
2020-03-11 13:00 | LONG | LONG | BALP | 6.9 | 34.2 |  | 34.2 | 27.3 |  | 27.3 | 7.18 | 34.2 |  | 34.2 | 27.02 |  | 27.02 | 6.62 | 34.2 |  | 34.2 | 27.58 |  | 27.58
2020-03-11 14:00 | LONG | LONG | BALP | 6.9 | 23.2 |  | 23.2 | 16.3 |  | 16.3 | 7.18 | 23.2 |  | 23.2 | 16.02 |  | 16.02 | 6.62 | 23.2 |  | 23.2 | 16.58 |  | 16.58
2020-03-11 15:00 | LONG | LONG | BALP | 6.9 | 28.2 |  | 28.2 | 21.3 |  | 21.3 | 7.18 | 28.2 |  | 28.2 | 21.02 |  | 21.02 | 6.62 | 28.2 |  | 28.2 | 21.58 |  | 21.58
2020-03-11 16:00 | LONG | LONG | BALP | 6.9 | 22.79 |  | 22.79 | 15.89 |  | 15.89 | 7.18 | 22.79 |  | 22.79 | 15.61 |  | 15.61 | 6.62 | 22.79 |  | 22.79 | 16.17 |  | 16.17
2020-03-11 17:00 | LONG | LONG | BALP | 6.9 | 28.2 |  | 28.2 | 21.3 |  | 21.3 | 7.18 | 28.2 |  | 28.2 | 21.02 |  | 21.02 | 6.62 | 28.2 |  | 28.2 | 21.58 |  | 21.58
2020-03-11 18:00 | LONG | LONG | BALP | 6.9 | 5 |  | 5 | -1.9 |  | -1.9 | 7.18 | 5 |  | 5 | -2.18 |  | -2.18 | 6.62 | 5 |  | 5 | -1.62 |  | -1.62
2020-03-11 19:00 | SHORT | SHORT | BALP | 6.9 | 85 | 85 |  | 91.9 | 91.9 |  | 7.18 | 85 | 85 |  | 92.18 | 92.18 |  | 6.62 | 85 | 85 |  | 91.62 | 91.62
2020-03-11 20:00 | SHORT | SHORT | BALP | 6.9 | 95 | 95 |  | 101.9 | 101.9 |  | 7.18 | 95 | 95 |  | 102.18 | 102.18 |  | 6.62 | 95 | 95 |  | 101.62 | 101.62
2020-03-11 21:00 | LONG | LONG | VoAA | 6.9 | 0.1 |  | 0.1 | -6.8 |  | -6.8 | 7.18 | 14.36 |  | 14.36 | 7.18 |  | 7.18 | 6.62 | 18.61 |  | 18.61 | 11.99 |  | 11.99
2020-03-11 22:00 | LONG | LONG | BALP | 6.9 | 0.1 |  | 0.1 | -6.8 |  | -6.8 | 7.18 | 0.1 |  | 0.1 | -7.08 |  | -7.08 | 6.62 | 0.1 |  | 0.1 | -6.52 |  | -6.52
2020-03-11 23:00 | LONG | LONG | VoAA | 6.9 | 38.7 |  | 38.7 | 31.8 |  | 31.8 | 7.18 | 30.4 |  | 30.4 | 23.22 |  | 23.22 | 6.62 | 12.09 |  | 12.09 | 5.47 |  | 5.47
2020-03-12 | LONG | SHORT | BALP | 6.9 | 27.7 |  | 27.7 | 20.8 |  | 20.8 | 7.18 | 27.7 |  | 27.7 | 20.52 |  | 20.52 | 6.62 | 9.38 | 9.38 |  | 16 | 16
2020-03-12 01:00 | SHORT | SHORT | VoAA | 6.9 | 62 | 62 |  | 68.9 | 68.9 |  | 7.18 | 50.35 | 50.35 |  | 57.53 | 57.53 |  | 6.62 | 10.9 | 10.9 |  | 17.52 | 17.52
2020-03-12 02:00 | LONG | LONG | VoAA | 6.9 | 0.1 |  | 0.1 | -6.8 |  | -6.8 | 7.18 | 20.4 |  | 20.4 | 13.22 |  | 13.22 | 6.62 | 8.12 |  | 8.12 | 1.5 |  | 1.5
2020-03-12 03:00 | LONG | LONG | BALP | 6.9 | 6 |  | 6 | -0.9 |  | -0.9 | 7.18 | 6 |  | 6 | -1.18 |  | -1.18 | 6.62 | 6 |  | 6 | -0.62 |  | -0.62
2020-03-12 04:00 | LONG | LONG | BALP | 6.9 | 6 |  | 6 | -0.9 |  | -0.9 | 7.18 | 6 |  | 6 | -1.18 |  | -1.18 | 6.62 | 6 |  | 6 | -0.62 |  | -0.62
2020-03-12 05:00 | LONG | SHORT | BALP | 6.9 | 17.7 |  | 17.7 | 10.8 |  | 10.8 | 7.18 | 17.7 |  | 17.7 | 10.52 |  | 10.52 | 6.62 | 11.55 | 11.55 |  | 18.17 | 18.17
2020-03-12 06:00 | LONG | LONG | VoAA | 6.9 | 38.7 |  | 38.7 | 31.8 |  | 31.8 | 7.18 | 39.7 |  | 39.7 | 32.52 |  | 32.52 | 6.62 | 15.78 |  | 15.78 | 9.16 |  | 9.16
2020-03-12 07:00 | LONG | LONG | BALP | 6.9 | 2 |  | 2 | -4.9 |  | -4.9 | 7.18 | 2 |  | 2 | -5.18 |  | -5.18 | 6.62 | 2 |  | 2 | -4.62 |  | -4.62
2020-03-12 08:00 | SHORT | SHORT | VoAA | 6.9 | 49.93 | 49.93 |  | 56.83 | 56.83 |  | 7.18 | 44.32 | 44.32 |  | 51.5 | 51.5 |  | 6.62 | 39.93 | 39.93 |  | 46.55 | 46.55
2020-03-12 09:00 | SHORT | SHORT | BALP | 6.9 | 95 | 95 |  | 101.9 | 101.9 |  | 7.18 | 95 | 95 |  | 102.18 | 102.18 |  | 6.62 | 95 | 95 |  | 101.62 | 101.62
2020-03-12 10:00 | SHORT | SHORT | BALP | 6.9 | 40.7 | 40.7 |  | 47.6 | 47.6 |  | 7.18 | 40.7 | 40.7 |  | 47.88 | 47.88 |  | 6.62 | 40.7 | 40.7 |  | 47.32 | 47.32
2020-03-12 11:00 | SHORT | SHORT | VoAA | 6.9 | 40.7 | 40.7 |  | 47.6 | 47.6 |  | 7.18 | 36.7 | 36.7 |  | 43.88 | 43.88 |  | 6.62 | 36.1 | 36.1 |  | 42.72 | 42.72
2020-03-12 12:00 | SHORT | SHORT | VoAA | 6.9 | 40.7 | 40.7 |  | 47.6 | 47.6 |  | 7.18 | 26.35 | 26.35 |  | 33.53 | 33.53 |  | 6.62 | 34.21 | 34.21 |  | 40.83 | 40.83
2020-03-12 13:00 | SHORT | SHORT | BALP | 6.9 | 95 | 95 |  | 101.9 | 101.9 |  | 7.18 | 95 | 95 |  | 102.18 | 102.18 |  | 6.62 | 95 | 95 |  | 101.62 | 101.62
2020-03-12 14:00 | SHORT | SHORT | VoAA | 6.9 | 40.08 | 40.08 |  | 46.98 | 46.98 |  | 7.18 | 44.39 | 44.39 |  | 51.57 | 51.57 |  | 6.62 | 30.08 | 30.08 |  | 36.7 | 36.7
2020-03-12 15:00 | SHORT | SHORT | VoAA | 6.9 | 40.09 | 40.09 |  | 46.99 | 46.99 |  | 7.18 | 44.4 | 44.4 |  | 51.58 | 51.58 |  | 6.62 | 30.09 | 30.09 |  | 36.71 | 36.71
2020-03-12 16:00 | LONG | LONG | VoAA | 6.9 | 48.7 |  | 48.7 | 41.8 |  | 41.8 | 7.18 | 44.96 |  | 44.96 | 37.78 |  | 37.78 | 6.62 | 31.22 |  | 31.22 | 24.6 |  | 24.6
2020-03-12 17:00 | SHORT | SHORT | BALP | 6.9 | 45 | 45 |  | 51.9 | 51.9 |  | 7.18 | 45 | 45 |  | 52.18 | 52.18 |  | 6.62 | 45 | 45 |  | 51.62 | 51.62
2020-03-12 18:00 | LONG | LONG | BALP | 6.9 | 8 |  | 8 | 1.1 |  | 1.1 | 7.18 | 8 |  | 8 | 0.82 |  | 0.82 | 6.62 | 8 |  | 8 | 1.38 |  | 1.38
2020-03-12 19:00 | SHORT | SHORT | BALP | 6.9 | 95 | 95 |  | 101.9 | 101.9 |  | 7.18 | 95 | 95 |  | 102.18 | 102.18 |  | 6.62 | 95 | 95 |  | 101.62 | 101.62
2020-03-12 20:00 | SHORT | SHORT | BALP | 6.9 | 60 | 60 |  | 66.9 | 66.9 |  | 7.18 | 60 | 60 |  | 67.18 | 67.18 |  | 6.62 | 60 | 60 |  | 66.62 | 66.62
2020-03-12 21:00 | SHORT | SHORT | BALP | 6.9 | 75 | 75 |  | 81.9 | 81.9 |  | 7.18 | 75 | 75 |  | 82.18 | 82.18 |  | 6.62 | 75 | 75 |  | 81.62 | 81.62
2020-03-12 22:00 | SHORT | SHORT | BALP | 6.9 | 95 | 95 |  | 101.9 | 101.9 |  | 7.18 | 95 | 95 |  | 102.18 | 102.18 |  | 6.62 | 95 | 95 |  | 101.62 | 101.62
2020-03-12 23:00 | SHORT | SHORT | BALP | 6.9 | 75 | 75 |  | 81.9 | 81.9 |  | 7.18 | 75 | 75 |  | 82.18 | 82.18 |  | 6.62 | 75 | 75 |  | 81.62 | 81.62
2020-03-13 | SHORT | SHORT | BALP | 6.9 | 62 | 62 |  | 68.9 | 68.9 |  | 7.18 | 62 | 62 |  | 69.18 | 69.18 |  | 6.62 | 62 | 62 |  | 68.62 | 68.62
2020-03-13 01:00 | SHORT | SHORT | BALP | 6.9 | 95 | 95 |  | 101.9 | 101.9 |  | 7.18 | 95 | 95 |  | 102.18 | 102.18 |  | 6.62 | 95 | 95 |  | 101.62 | 101.62
2020-03-13 02:00 | SHORT | SHORT | BALP | 6.9 | 95 | 95 |  | 101.9 | 101.9 |  | 7.18 | 95 | 95 |  | 102.18 | 102.18 |  | 6.62 | 95 | 95 |  | 101.62 | 101.62
2020-03-13 03:00 | SHORT | SHORT | BALP | 6.9 | 95 | 95 |  | 101.9 | 101.9 |  | 7.18 | 95 | 95 |  | 102.18 | 102.18 |  | 6.62 | 95 | 95 |  | 101.62 | 101.62
2020-03-13 04:00 | SHORT | SHORT | BALP | 6.9 | 94 | 94 |  | 100.9 | 100.9 |  | 7.18 | 94 | 94 |  | 101.18 | 101.18 |  | 6.62 | 94 | 94 |  | 100.62 | 100.62
2020-03-13 05:00 | SHORT | SHORT | BALP | 6.9 | 94 | 94 |  | 100.9 | 100.9 |  | 7.18 | 94 | 94 |  | 101.18 | 101.18 |  | 6.62 | 94 | 94 |  | 100.62 | 100.62
2020-03-13 06:00 | LONG | LONG | BALP | 6.9 | 0.1 |  | 0.1 | -6.8 |  | -6.8 | 7.18 | 0.1 |  | 0.1 | -7.08 |  | -7.08 | 6.62 | 0.1 |  | 0.1 | -6.52 |  | -6.52
2020-03-13 07:00 | LONG | LONG | BALP | 6.9 | 6.5 |  | 6.5 | -0.4 |  | -0.4 | 7.18 | 6.5 |  | 6.5 | -0.68 |  | -0.68 | 6.62 | 6.5 |  | 6.5 | -0.12 |  | -0.12
2020-03-13 08:00 | LONG | LONG | BALP | 6.9 | 27.27 |  | 27.27 | 20.37 |  | 20.37 | 7.18 | 27.27 |  | 27.27 | 20.09 |  | 20.09 | 6.62 | 27.27 |  | 27.27 | 20.65 |  | 20.65
2020-03-13 09:00 | SHORT | SHORT | BALP | 6.9 | 95 | 95 |  | 101.9 | 101.9 |  | 7.18 | 95 | 95 |  | 102.18 | 102.18 |  | 6.62 | 95 | 95 |  | 101.62 | 101.62
2020-03-13 10:00 | SHORT | SHORT | BALP | 6.9 | 70 | 70 |  | 76.9 | 76.9 |  | 7.18 | 70 | 70 |  | 77.18 | 77.18 |  | 6.62 | 70 | 70 |  | 76.62 | 76.62
2020-03-13 11:00 | SHORT | SHORT | BALP | 6.9 | 95 | 95 |  | 101.9 | 101.9 |  | 7.18 | 95 | 95 |  | 102.18 | 102.18 |  | 6.62 | 95 | 95 |  | 101.62 | 101.62
2020-03-13 12:00 | SHORT | SHORT | BALP | 6.9 | 60 | 60 |  | 66.9 | 66.9 |  | 7.18 | 60 | 60 |  | 67.18 | 67.18 |  | 6.62 | 60 | 60 |  | 66.62 | 66.62
2020-03-13 13:00 | SHORT | SHORT | BALP | 6.9 | 55.3 | 55.3 |  | 62.2 | 62.2 |  | 7.18 | 55.3 | 55.3 |  | 62.48 | 62.48 |  | 6.62 | 55.3 | 55.3 |  | 61.92 | 61.92
2020-03-13 14:00 | LONG | LONG | BALP | 6.9 | 21.04 |  | 21.04 | 14.14 |  | 14.14 | 7.18 | 21.04 |  | 21.04 | 13.86 |  | 13.86 | 6.62 | 21.04 |  | 21.04 | 14.42 |  | 14.42
2020-03-13 15:00 | LONG | LONG | BALP | 6.9 | 1 |  | 1 | -5.9 |  | -5.9 | 7.18 | 1 |  | 1 | -6.18 |  | -6.18 | 6.62 | 1 |  | 1 | -5.62 |  | -5.62
2020-03-13 16:00 | LONG | LONG | BALP | 6.9 | 6.5 |  | 6.5 | -0.4 |  | -0.4 | 7.18 | 6.5 |  | 6.5 | -0.68 |  | -0.68 | 6.62 | 6.5 |  | 6.5 | -0.12 |  | -0.12
2020-03-13 17:00 | LONG | LONG | BALP | 6.9 | 6.8 |  | 6.8 | -0.1 |  | -0.1 | 7.18 | 6.8 |  | 6.8 | -0.38 |  | -0.38 | 6.62 | 6.8 |  | 6.8 | 0.18 |  | 0.18
2020-03-13 18:00 | SHORT | SHORT | BALP | 6.9 | 85 | 85 |  | 91.9 | 91.9 |  | 7.18 | 85 | 85 |  | 92.18 | 92.18 |  | 6.62 | 85 | 85 |  | 91.62 | 91.62
2020-03-13 19:00 | SHORT | SHORT | BALP | 6.9 | 85 | 85 |  | 91.9 | 91.9 |  | 7.18 | 85 | 85 |  | 92.18 | 92.18 |  | 6.62 | 85 | 85 |  | 91.62 | 91.62
2020-03-13 20:00 | SHORT | SHORT | BALP | 6.9 | 85 | 85 |  | 91.9 | 91.9 |  | 7.18 | 85 | 85 |  | 92.18 | 92.18 |  | 6.62 | 85 | 85 |  | 91.62 | 91.62
2020-03-13 21:00 | SHORT | SHORT | BALP | 6.9 | 70 | 70 |  | 76.9 | 76.9 |  | 7.18 | 70 | 70 |  | 77.18 | 77.18 |  | 6.62 | 70 | 70 |  | 76.62 | 76.62
2020-03-13 22:00 | SHORT | SHORT | VoAA | 6.9 | 55 | 55 |  | 61.9 | 61.9 |  | 7.18 | 32.5 | 32.5 |  | 39.68 | 39.68 |  | 6.62 | 13.82 | 13.82 |  | 20.44 | 20.44
2020-03-13 23:00 | SHORT | SHORT | BALP | 6.9 | 95 | 95 |  | 101.9 | 101.9 |  | 7.18 | 95 | 95 |  | 102.18 | 102.18 |  | 6.62 | 95 | 95 |  | 101.62 | 101.62
2020-03-14 | SHORT | SHORT | BALP | 6.9 | 11 | 11 |  | 17.9 | 17.9 |  | 7.18 | 11 | 11 |  | 18.18 | 18.18 |  | 6.62 | 11 | 11 |  | 17.62 | 17.62
2020-03-14 01:00 | LONG | LONG | BALP | 6.9 | 8.73 |  | 8.73 | 1.83 |  | 1.83 | 7.18 | 8.73 |  | 8.73 | 1.55 |  | 1.55 | 6.62 | 8.73 |  | 8.73 | 2.11 |  | 2.11
2020-03-14 02:00 | LONG | LONG | VoAA | 6.9 | 38 |  | 38 | 31.1 |  | 31.1 | 7.18 | 39 |  | 39 | 31.82 |  | 31.82 | 6.62 | 8.45 |  | 8.45 | 1.83 |  | 1.83
2020-03-14 03:00 | LONG | LONG | BALP | 6.9 | 8.42 |  | 8.42 | 1.52 |  | 1.52 | 7.18 | 8.42 |  | 8.42 | 1.24 |  | 1.24 | 6.62 | 8.42 |  | 8.42 | 1.8 |  | 1.8
2020-03-14 04:00 | LONG | LONG | BALP | 6.9 | 0.1 |  | 0.1 | -6.8 |  | -6.8 | 7.18 | 0.1 |  | 0.1 | -7.08 |  | -7.08 | 6.62 | 0.1 |  | 0.1 | -6.52 |  | -6.52
2020-03-14 05:00 | LONG | LONG | VoAA | 6.9 | 38 |  | 38 | 31.1 |  | 31.1 | 7.18 | 39 |  | 39 | 31.82 |  | 31.82 | 6.62 | 8.98 |  | 8.98 | 2.36 |  | 2.36
2020-03-14 06:00 | SHORT | LONG | BALP | 6.9 | 46.04 | 46.04 |  | 52.94 | 52.94 |  | 7.18 | 46.04 | 46.04 |  | 53.22 | 53.22 |  | 6.62 | 8.96 |  | 8.96 | 2.34 |  | 2.34
2020-03-14 07:00 | LONG | LONG | BALP | 6.9 | 38 |  | 38 | 31.1 |  | 31.1 | 7.18 | 38 |  | 38 | 30.82 |  | 30.82 | 6.62 | 38 |  | 38 | 31.38 |  | 31.38
2020-03-14 08:00 | LONG | LONG | BALP | 6.9 | 14.26 |  | 14.26 | 7.36 |  | 7.36 | 7.18 | 14.26 |  | 14.26 | 7.08 |  | 7.08 | 6.62 | 14.26 |  | 14.26 | 7.64 |  | 7.64
2020-03-14 09:00 | SHORT | SHORT | BALP | 6.9 | 19.91 | 19.91 |  | 26.81 | 26.81 |  | 7.18 | 19.91 | 19.91 |  | 27.09 | 27.09 |  | 6.62 | 19.91 | 19.91 |  | 26.53 | 26.53
2020-03-14 10:00 | LONG | LONG | BALP | 6.9 | 10 |  | 10 | 3.1 |  | 3.1 | 7.18 | 10 |  | 10 | 2.82 |  | 2.82 | 6.62 | 10 |  | 10 | 3.38 |  | 3.38
2020-03-14 11:00 | LONG | LONG | BALP | 6.9 | 8.1 |  | 8.1 | 1.2 |  | 1.2 | 7.18 | 8.1 |  | 8.1 | 0.92 |  | 0.92 | 6.62 | 8.1 |  | 8.1 | 1.48 |  | 1.48
2020-03-14 12:00 | LONG | LONG | VoAA | 6.9 | 38 |  | 38 | 31.1 |  | 31.1 | 7.18 | 37.16 |  | 37.16 | 29.98 |  | 29.98 | 6.62 | 26.31 |  | 26.31 | 19.69 |  | 19.69
2020-03-14 13:00 | LONG | LONG | VoAA | 6.9 | 38 |  | 38 | 31.1 |  | 31.1 | 7.18 | 37.46 |  | 37.46 | 30.28 |  | 30.28 | 6.62 | 26.92 |  | 26.92 | 20.3 |  | 20.3
2020-03-14 14:00 | LONG | LONG | BALP | 6.9 | 7 |  | 7 | 0.1 |  | 0.1 | 7.18 | 7 |  | 7 | -0.18 |  | -0.18 | 6.62 | 7 |  | 7 | 0.38 |  | 0.38
2020-03-14 15:00 | LONG | SHORT | BALP | 6.9 | 5 |  | 5 | -1.9 |  | -1.9 | 7.18 | 5 |  | 5 | -2.18 |  | -2.18 | 6.62 | 30.06 | 30.06 |  | 36.68 | 36.68
2020-03-14 16:00 | SHORT | SHORT | BALP | 6.9 | 65 | 65 |  | 71.9 | 71.9 |  | 7.18 | 65 | 65 |  | 72.18 | 72.18 |  | 6.62 | 65 | 65 |  | 71.62 | 71.62
2020-03-14 17:00 | SHORT | SHORT | BALP | 6.9 | 65 | 65 |  | 71.9 | 71.9 |  | 7.18 | 65 | 65 |  | 72.18 | 72.18 |  | 6.62 | 65 | 65 |  | 71.62 | 71.62
2020-03-14 18:00 | SHORT | SHORT | BALP | 6.9 | 65 | 65 |  | 71.9 | 71.9 |  | 7.18 | 65 | 65 |  | 72.18 | 72.18 |  | 6.62 | 65 | 65 |  | 71.62 | 71.62
2020-03-14 19:00 | SHORT | SHORT | BALP | 6.9 | 65 | 65 |  | 71.9 | 71.9 |  | 7.18 | 65 | 65 |  | 72.18 | 72.18 |  | 6.62 | 65 | 65 |  | 71.62 | 71.62
2020-03-14 20:00 | SHORT | SHORT | VoAA | 6.9 | 40 | 40 |  | 46.9 | 46.9 |  | 7.18 | 39 | 39 |  | 46.18 | 46.18 |  | 6.62 | 34 | 34 |  | 40.62 | 40.62
2020-03-14 21:00 | SHORT | SHORT | VoAA | 6.9 | 40 | 40 |  | 46.9 | 46.9 |  | 7.18 | 36 | 36 |  | 43.18 | 43.18 |  | 6.62 | 30.1 | 30.1 |  | 36.72 | 36.72
2020-03-14 22:00 | SHORT | SHORT | BALP | 6.9 | 40 | 40 |  | 46.9 | 46.9 |  | 7.18 | 40 | 40 |  | 47.18 | 47.18 |  | 6.62 | 40 | 40 |  | 46.62 | 46.62
2020-03-14 23:00 | LONG | LONG | VoAA | 6.9 | 0.1 |  | 0.1 | -6.8 |  | -6.8 | 7.18 | 14.32 |  | 14.32 | 7.14 |  | 7.14 | 6.62 | 18.53 |  | 18.53 | 11.91 |  | 11.91
2020-03-15 | SHORT | SHORT | VoAA | 6.9 | 23.65 | 23.65 |  | 30.55 | 30.55 |  | 7.18 | 30.53 | 30.53 |  | 37.71 | 37.71 |  | 6.62 | 13.65 | 13.65 |  | 20.27 | 20.27
2020-03-15 01:00 | SHORT | SHORT | BALP | 6.9 | 95 | 95 |  | 101.9 | 101.9 |  | 7.18 | 95 | 95 |  | 102.18 | 102.18 |  | 6.62 | 95 | 95 |  | 101.62 | 101.62
2020-03-15 02:00 | SHORT | SHORT | BALP | 6.9 | 95 | 95 |  | 101.9 | 101.9 |  | 7.18 | 95 | 95 |  | 102.18 | 102.18 |  | 6.62 | 95 | 95 |  | 101.62 | 101.62
2020-03-15 03:00 | SHORT | SHORT | BALP | 6.9 | 85 | 85 |  | 91.9 | 91.9 |  | 7.18 | 85 | 85 |  | 92.18 | 92.18 |  | 6.62 | 85 | 85 |  | 91.62 | 91.62
2020-03-15 04:00 | SHORT | SHORT | BALP | 6.9 | 5.98 | 5.98 |  | 12.88 | 12.88 |  | 7.18 | 5.98 | 5.98 |  | 13.16 | 13.16 |  | 6.62 | 5.98 | 5.98 |  | 12.6 | 12.6
2020-03-15 05:00 | SHORT | LONG | BALP | 6.9 | 5.97 | 5.97 |  | 12.87 | 12.87 |  | 7.18 | 5.97 | 5.97 |  | 13.15 | 13.15 |  | 6.62 | 5.97 |  | 5.97 | -0.65 |  | -0.65
2020-03-15 06:00 | LONG | LONG | BALP | 6.9 | 0.01 |  | 0.01 | -6.89 |  | -6.89 | 7.18 | 0.01 |  | 0.01 | -7.17 |  | -7.17 | 6.62 | 0.01 |  | 0.01 | -6.61 |  | -6.61
2020-03-15 07:00 | LONG | LONG | BALP | 6.9 | -4.3 |  | -4.3 | -11.2 |  | -11.2 | 7.18 | -4.3 |  | -4.3 | -11.48 |  | -11.48 | 6.62 | -4.3 |  | -4.3 | -10.92 |  | -10.92
2020-03-15 08:00 | LONG | LONG | BALP | 6.9 | 0.01 |  | 0.01 | -6.89 |  | -6.89 | 7.18 | 0.01 |  | 0.01 | -7.17 |  | -7.17 | 6.62 | 0.01 |  | 0.01 | -6.61 |  | -6.61
2020-03-15 09:00 | LONG | LONG | BALP | 6.9 | -15.11 |  | -15.11 | -22.01 |  | -22.01 | 7.18 | -15.11 |  | -15.11 | -22.29 |  | -22.29 | 6.62 | -15.11 |  | -15.11 | -21.73 |  | -21.73
2020-03-15 10:00 | LONG | LONG | BALP | 6.9 | -15.11 |  | -15.11 | -22.01 |  | -22.01 | 7.18 | -15.11 |  | -15.11 | -22.29 |  | -22.29 | 6.62 | -15.11 |  | -15.11 | -21.73 |  | -21.73
2020-03-15 11:00 | LONG | LONG | BALP | 6.9 | 0.01 |  | 0.01 | -6.89 |  | -6.89 | 7.18 | 0.01 |  | 0.01 | -7.17 |  | -7.17 | 6.62 | 0.01 |  | 0.01 | -6.61 |  | -6.61
2020-03-15 12:00 | LONG | LONG | BALP | 6.9 | 0.01 |  | 0.01 | -6.89 |  | -6.89 | 7.18 | 0.01 |  | 0.01 | -7.17 |  | -7.17 | 6.62 | 0.01 |  | 0.01 | -6.61 |  | -6.61
2020-03-15 13:00 | LONG | LONG | BALP | 6.9 | 0.01 |  | 0.01 | -6.89 |  | -6.89 | 7.18 | 0.01 |  | 0.01 | -7.17 |  | -7.17 | 6.62 | 0.01 |  | 0.01 | -6.61 |  | -6.61
2020-03-15 14:00 | LONG | LONG | BALP | 6.9 | 0.01 |  | 0.01 | -6.89 |  | -6.89 | 7.18 | 0.01 |  | 0.01 | -7.17 |  | -7.17 | 6.62 | 0.01 |  | 0.01 | -6.61 |  | -6.61
2020-03-15 15:00 | LONG | LONG | BALP | 6.9 | 0.01 |  | 0.01 | -6.89 |  | -6.89 | 7.18 | 0.01 |  | 0.01 | -7.17 |  | -7.17 | 6.62 | 0.01 |  | 0.01 | -6.61 |  | -6.61
2020-03-15 16:00 | LONG | LONG | BALP | 6.9 | 0.01 |  | 0.01 | -6.89 |  | -6.89 | 7.18 | 0.01 |  | 0.01 | -7.17 |  | -7.17 | 6.62 | 0.01 |  | 0.01 | -6.61 |  | -6.61
2020-03-15 17:00 | LONG | LONG | BALP | 6.9 | 0.01 |  | 0.01 | -6.89 |  | -6.89 | 7.18 | 0.01 |  | 0.01 | -7.17 |  | -7.17 | 6.62 | 0.01 |  | 0.01 | -6.61 |  | -6.61
2020-03-15 18:00 | LONG | LONG | BALP | 6.9 | 0.01 |  | 0.01 | -6.89 |  | -6.89 | 7.18 | 0.01 |  | 0.01 | -7.17 |  | -7.17 | 6.62 | 0.01 |  | 0.01 | -6.61 |  | -6.61
2020-03-15 19:00 | LONG | LONG | VoAA | 6.9 | 0.01 |  | 0.01 | -6.89 |  | -6.89 | 7.18 | 9.17 |  | 9.17 | 1.99 |  | 1.99 | 6.62 | 8.32 |  | 8.32 | 1.7 |  | 1.7
2020-03-15 20:00 | LONG | LONG | BALP | 6.9 | 5.21 |  | 5.21 | -1.69 |  | -1.69 | 7.18 | 5.21 |  | 5.21 | -1.97 |  | -1.97 | 6.62 | 5.21 |  | 5.21 | -1.41 |  | -1.41
2020-03-15 21:00 | LONG | LONG | BALP | 6.9 | 4.49 |  | 4.49 | -2.41 |  | -2.41 | 7.18 | 4.49 |  | 4.49 | -2.69 |  | -2.69 | 6.62 | 4.49 |  | 4.49 | -2.13 |  | -2.13
2020-03-15 22:00 | LONG | LONG | BALP | 6.9 | 4 |  | 4 | -2.9 |  | -2.9 | 7.18 | 4 |  | 4 | -3.18 |  | -3.18 | 6.62 | 4 |  | 4 | -2.62 |  | -2.62
2020-03-15 23:00 | SHORT | SHORT | BALP | 6.9 | 7.33 | 7.33 |  | 14.23 | 14.23 |  | 7.18 | 7.33 | 7.33 |  | 14.51 | 14.51 |  | 6.62 | 7.33 | 7.33 |  | 13.95 | 13.95
2020-03-16 | SHORT | SHORT | BALP | 6.9 | 6.66 | 6.66 |  | 13.56 | 13.56 |  | 7.18 | 6.66 | 6.66 |  | 13.84 | 13.84 |  | 6.62 | 6.66 | 6.66 |  | 13.28 | 13.28
2020-03-16 01:00 | SHORT | SHORT | BALP | 6.9 | 6.66 | 6.66 |  | 13.56 | 13.56 |  | 7.18 | 6.66 | 6.66 |  | 13.84 | 13.84 |  | 6.62 | 6.66 | 6.66 |  | 13.28 | 13.28
2020-03-16 02:00 | SHORT | SHORT | BALP | 6.9 | 55 | 55 |  | 61.9 | 61.9 |  | 7.18 | 55 | 55 |  | 62.18 | 62.18 |  | 6.62 | 55 | 55 |  | 61.62 | 61.62
2020-03-16 03:00 | SHORT | SHORT | BALP | 6.9 | 6.69 | 6.69 |  | 13.59 | 13.59 |  | 7.18 | 6.69 | 6.69 |  | 13.87 | 13.87 |  | 6.62 | 6.69 | 6.69 |  | 13.31 | 13.31
2020-03-16 04:00 | SHORT | SHORT | BALP | 6.9 | 53.7 | 53.7 |  | 60.6 | 60.6 |  | 7.18 | 53.7 | 53.7 |  | 60.88 | 60.88 |  | 6.62 | 53.7 | 53.7 |  | 60.32 | 60.32
2020-03-16 05:00 | SHORT | SHORT | BALP | 6.9 | 53.7 | 53.7 |  | 60.6 | 60.6 |  | 7.18 | 53.7 | 53.7 |  | 60.88 | 60.88 |  | 6.62 | 53.7 | 53.7 |  | 60.32 | 60.32
2020-03-16 06:00 | LONG | LONG | BALP | 6.9 | 7.89 |  | 7.89 | 0.99 |  | 0.99 | 7.18 | 7.89 |  | 7.89 | 0.71 |  | 0.71 | 6.62 | 7.89 |  | 7.89 | 1.27 |  | 1.27
2020-03-16 07:00 | LONG | LONG | BALP | 6.9 | 5.5 |  | 5.5 | -1.4 |  | -1.4 | 7.18 | 5.5 |  | 5.5 | -1.68 |  | -1.68 | 6.62 | 5.5 |  | 5.5 | -1.12 |  | -1.12
2020-03-16 08:00 | LONG | LONG | BALP | 6.9 | 42.7 |  | 42.7 | 35.8 |  | 35.8 | 7.18 | 42.7 |  | 42.7 | 35.52 |  | 35.52 | 6.62 | 42.7 |  | 42.7 | 36.08 |  | 36.08
2020-03-16 09:00 | LONG | LONG | VoAA | 6.9 | 42.7 |  | 42.7 | 35.8 |  | 35.8 | 7.18 | 41.55 |  | 41.55 | 34.37 |  | 34.37 | 6.62 | 34.54 |  | 34.54 | 27.92 |  | 27.92
2020-03-16 10:00 | LONG | LONG | BALP | 6.9 | 31.36 |  | 31.36 | 24.46 |  | 24.46 | 7.18 | 31.36 |  | 31.36 | 24.18 |  | 24.18 | 6.62 | 31.36 |  | 31.36 | 24.74 |  | 24.74
2020-03-16 11:00 | SHORT | SHORT | BALP | 6.9 | 66.91 | 66.91 |  | 73.81 | 73.81 |  | 7.18 | 66.91 | 66.91 |  | 74.09 | 74.09 |  | 6.62 | 66.91 | 66.91 |  | 73.53 | 73.53
2020-03-16 12:00 | SHORT | SHORT | BALP | 6.9 | 70 | 70 |  | 76.9 | 76.9 |  | 7.18 | 70 | 70 |  | 77.18 | 77.18 |  | 6.62 | 70 | 70 |  | 76.62 | 76.62
2020-03-16 13:00 | SHORT | SHORT | BALP | 6.9 | 42 | 42 |  | 48.9 | 48.9 |  | 7.18 | 42 | 42 |  | 49.18 | 49.18 |  | 6.62 | 42 | 42 |  | 48.62 | 48.62
2020-03-16 14:00 | SHORT | SHORT | BALP | 6.9 | 42 | 42 |  | 48.9 | 48.9 |  | 7.18 | 42 | 42 |  | 49.18 | 49.18 |  | 6.62 | 42 | 42 |  | 48.62 | 48.62
2020-03-16 15:00 | SHORT | SHORT | BALP | 6.9 | 53 | 53 |  | 59.9 | 59.9 |  | 7.18 | 53 | 53 |  | 60.18 | 60.18 |  | 6.62 | 53 | 53 |  | 59.62 | 59.62
2020-03-16 16:00 | SHORT | SHORT | BALP | 6.9 | 44.7 | 44.7 |  | 51.6 | 51.6 |  | 7.18 | 44.7 | 44.7 |  | 51.88 | 51.88 |  | 6.62 | 44.7 | 44.7 |  | 51.32 | 51.32
2020-03-16 17:00 | LONG | LONG | BALP | 6.9 | 8 |  | 8 | 1.1 |  | 1.1 | 7.18 | 8 |  | 8 | 0.82 |  | 0.82 | 6.62 | 8 |  | 8 | 1.38 |  | 1.38
2020-03-16 18:00 | LONG | LONG | BALP | 6.9 | 0.01 |  | 0.01 | -6.89 |  | -6.89 | 7.18 | 0.01 |  | 0.01 | -7.17 |  | -7.17 | 6.62 | 0.01 |  | 0.01 | -6.61 |  | -6.61
2020-03-16 19:00 | LONG | LONG | BALP | 6.9 | 54.93 |  | 54.93 | 48.03 |  | 48.03 | 7.18 | 54.93 |  | 54.93 | 47.75 |  | 47.75 | 6.62 | 54.93 |  | 54.93 | 48.31 |  | 48.31
2020-03-16 20:00 | LONG | LONG | BALP | 6.9 | 12 |  | 12 | 5.1 |  | 5.1 | 7.18 | 12 |  | 12 | 4.82 |  | 4.82 | 6.62 | 12 |  | 12 | 5.38 |  | 5.38
2020-03-16 21:00 | LONG | LONG | BALP | 6.9 | 12 |  | 12 | 5.1 |  | 5.1 | 7.18 | 12 |  | 12 | 4.82 |  | 4.82 | 6.62 | 12 |  | 12 | 5.38 |  | 5.38
2020-03-16 22:00 | LONG | LONG | BALP | 6.9 | 42.7 |  | 42.7 | 35.8 |  | 35.8 | 7.18 | 42.7 |  | 42.7 | 35.52 |  | 35.52 | 6.62 | 42.7 |  | 42.7 | 36.08 |  | 36.08
2020-03-16 23:00 | SHORT | SHORT | BALP | 6.9 | 16.16 | 16.16 |  | 23.06 | 23.06 |  | 7.18 | 16.16 | 16.16 |  | 23.34 | 23.34 |  | 6.62 | 16.16 | 16.16 |  | 22.78 | 22.78
2020-03-17 | SHORT | SHORT | VoAA | 6.9 | 19.05 | 19.05 |  | 25.95 | 25.95 |  | 7.18 | 27.48 | 27.48 |  | 34.66 | 34.66 |  | 6.62 | 9.05 | 9.05 |  | 15.67 | 15.67
2020-03-17 01:00 | LONG | LONG | VoAA | 6.9 | 35.9 |  | 35.9 | 29 |  | 29 | 7.18 | 32.96 |  | 32.96 | 25.78 |  | 25.78 | 6.62 | 20.02 |  | 20.02 | 13.4 |  | 13.4
2020-03-17 02:00 | SHORT | SHORT | VoAA | 6.9 | 17.3 | 17.3 |  | 24.2 | 24.2 |  | 7.18 | 26.6 | 26.6 |  | 33.78 | 33.78 |  | 6.62 | 7.3 | 7.3 |  | 13.92 | 13.92
2020-03-17 03:00 | SHORT | SHORT | BALP | 6.9 | 48 | 48 |  | 54.9 | 54.9 |  | 7.18 | 48 | 48 |  | 55.18 | 55.18 |  | 6.62 | 48 | 48 |  | 54.62 | 54.62
2020-03-17 04:00 | SHORT | SHORT | BALP | 6.9 | 74 | 74 |  | 80.9 | 80.9 |  | 7.18 | 74 | 74 |  | 81.18 | 81.18 |  | 6.62 | 74 | 74 |  | 80.62 | 80.62
2020-03-17 05:00 | SHORT | SHORT | BALP | 6.9 | 74 | 74 |  | 80.9 | 80.9 |  | 7.18 | 74 | 74 |  | 81.18 | 81.18 |  | 6.62 | 74 | 74 |  | 80.62 | 80.62
2020-03-17 06:00 | SHORT | LONG | BALP | 6.9 | 51.9 | 51.9 |  | 58.8 | 58.8 |  | 7.18 | 51.9 | 51.9 |  | 59.08 | 59.08 |  | 6.62 | 7.3 |  | 7.3 | 0.68 |  | 0.68
2020-03-17 07:00 | LONG | LONG | BALP | 6.9 | 0.01 |  | 0.01 | -6.89 |  | -6.89 | 7.18 | 0.01 |  | 0.01 | -7.17 |  | -7.17 | 6.62 | 0.01 |  | 0.01 | -6.61 |  | -6.61
2020-03-17 08:00 | LONG | LONG | BALP | 6.9 | 3.3 |  | 3.3 | -3.6 |  | -3.6 | 7.18 | 3.3 |  | 3.3 | -3.88 |  | -3.88 | 6.62 | 3.3 |  | 3.3 | -3.32 |  | -3.32
2020-03-17 09:00 | LONG | LONG | BALP | 6.9 | 3.49 |  | 3.49 | -3.41 |  | -3.41 | 7.18 | 3.49 |  | 3.49 | -3.69 |  | -3.69 | 6.62 | 3.49 |  | 3.49 | -3.13 |  | -3.13
2020-03-17 10:00 | LONG | LONG | BALP | 6.9 | 3.93 |  | 3.93 | -2.97 |  | -2.97 | 7.18 | 3.93 |  | 3.93 | -3.25 |  | -3.25 | 6.62 | 3.93 |  | 3.93 | -2.69 |  | -2.69
2020-03-17 11:00 | LONG | LONG | BALP | 6.9 | 4.37 |  | 4.37 | -2.53 |  | -2.53 | 7.18 | 4.37 |  | 4.37 | -2.81 |  | -2.81 | 6.62 | 4.37 |  | 4.37 | -2.25 |  | -2.25
2020-03-17 12:00 | LONG | LONG | BALP | 6.9 | 1 |  | 1 | -5.9 |  | -5.9 | 7.18 | 1 |  | 1 | -6.18 |  | -6.18 | 6.62 | 1 |  | 1 | -5.62 |  | -5.62
2020-03-17 13:00 | LONG | LONG | BALP | 6.9 | 1 |  | 1 | -5.9 |  | -5.9 | 7.18 | 1 |  | 1 | -6.18 |  | -6.18 | 6.62 | 1 |  | 1 | -5.62 |  | -5.62
2020-03-17 14:00 | LONG | LONG | BALP | 6.9 | 1 |  | 1 | -5.9 |  | -5.9 | 7.18 | 1 |  | 1 | -6.18 |  | -6.18 | 6.62 | 1 |  | 1 | -5.62 |  | -5.62
2020-03-17 15:00 | LONG | LONG | BALP | 6.9 | 1 |  | 1 | -5.9 |  | -5.9 | 7.18 | 1 |  | 1 | -6.18 |  | -6.18 | 6.62 | 1 |  | 1 | -5.62 |  | -5.62
2020-03-17 16:00 | LONG | LONG | BALP | 6.9 | 1 |  | 1 | -5.9 |  | -5.9 | 7.18 | 1 |  | 1 | -6.18 |  | -6.18 | 6.62 | 1 |  | 1 | -5.62 |  | -5.62
2020-03-17 17:00 | LONG | LONG | BALP | 6.9 | 1 |  | 1 | -5.9 |  | -5.9 | 7.18 | 1 |  | 1 | -6.18 |  | -6.18 | 6.62 | 1 |  | 1 | -5.62 |  | -5.62
2020-03-17 18:00 | LONG | LONG | BALP | 6.9 | 4.3 |  | 4.3 | -2.6 |  | -2.6 | 7.18 | 4.3 |  | 4.3 | -2.88 |  | -2.88 | 6.62 | 4.3 |  | 4.3 | -2.32 |  | -2.32
2020-03-17 19:00 | SHORT | SHORT | BALP | 6.9 | 50.7 | 50.7 |  | 57.6 | 57.6 |  | 7.18 | 50.7 | 50.7 |  | 57.88 | 57.88 |  | 6.62 | 50.7 | 50.7 |  | 57.32 | 57.32
2020-03-17 20:00 | SHORT | SHORT | BALP | 6.9 | 37.3 | 37.3 |  | 44.2 | 44.2 |  | 7.18 | 37.3 | 37.3 |  | 44.48 | 44.48 |  | 6.62 | 37.3 | 37.3 |  | 43.92 | 43.92
2020-03-17 21:00 | SHORT | SHORT | BALP | 6.9 | 48 | 48 |  | 54.9 | 54.9 |  | 7.18 | 48 | 48 |  | 55.18 | 55.18 |  | 6.62 | 48 | 48 |  | 54.62 | 54.62
2020-03-17 22:00 | SHORT | SHORT | BALP | 6.9 | 48 | 48 |  | 54.9 | 54.9 |  | 7.18 | 48 | 48 |  | 55.18 | 55.18 |  | 6.62 | 48 | 48 |  | 54.62 | 54.62
2020-03-17 23:00 | LONG | LONG | BALP | 6.9 | 4 |  | 4 | -2.9 |  | -2.9 | 7.18 | 4 |  | 4 | -3.18 |  | -3.18 | 6.62 | 4 |  | 4 | -2.62 |  | -2.62
2020-03-18 | LONG | LONG | BALP | 6.9 | 0.01 |  | 0.01 | -6.89 |  | -6.89 | 7.18 | 0.01 |  | 0.01 | -7.17 |  | -7.17 | 6.62 | 0.01 |  | 0.01 | -6.61 |  | -6.61
2020-03-18 01:00 | LONG | LONG | BALP | 6.9 | 0.01 |  | 0.01 | -6.89 |  | -6.89 | 7.18 | 0.01 |  | 0.01 | -7.17 |  | -7.17 | 6.62 | 0.01 |  | 0.01 | -6.61 |  | -6.61
2020-03-18 02:00 | LONG | LONG | BALP | 6.9 | 0.01 |  | 0.01 | -6.89 |  | -6.89 | 7.18 | 0.01 |  | 0.01 | -7.17 |  | -7.17 | 6.62 | 0.01 |  | 0.01 | -6.61 |  | -6.61
2020-03-18 03:00 | LONG | LONG | BALP | 6.9 | 0.01 |  | 0.01 | -6.89 |  | -6.89 | 7.18 | 0.01 |  | 0.01 | -7.17 |  | -7.17 | 6.62 | 0.01 |  | 0.01 | -6.61 |  | -6.61
2020-03-18 04:00 | LONG | LONG | BALP | 6.9 | 0.01 |  | 0.01 | -6.89 |  | -6.89 | 7.18 | 0.01 |  | 0.01 | -7.17 |  | -7.17 | 6.62 | 0.01 |  | 0.01 | -6.61 |  | -6.61
2020-03-18 05:00 | LONG | LONG | BALP | 6.9 | 0.01 |  | 0.01 | -6.89 |  | -6.89 | 7.18 | 0.01 |  | 0.01 | -7.17 |  | -7.17 | 6.62 | 0.01 |  | 0.01 | -6.61 |  | -6.61
2020-03-18 06:00 | LONG | LONG | BALP | 6.9 | 0.01 |  | 0.01 | -6.89 |  | -6.89 | 7.18 | 0.01 |  | 0.01 | -7.17 |  | -7.17 | 6.62 | 0.01 |  | 0.01 | -6.61 |  | -6.61
2020-03-18 07:00 | LONG | LONG | BALP | 6.9 | -17.76 |  | -17.76 | -24.66 |  | -24.66 | 7.18 | -17.76 |  | -17.76 | -24.94 |  | -24.94 | 6.62 | -17.76 |  | -17.76 | -24.38 |  | -24.38
2020-03-18 08:00 | LONG | LONG | BALP | 6.9 | -4 |  | -4 | -10.9 |  | -10.9 | 7.18 | -4 |  | -4 | -11.18 |  | -11.18 | 6.62 | -4 |  | -4 | -10.62 |  | -10.62
2020-03-18 09:00 | LONG | LONG | BALP | 6.9 | 0.01 |  | 0.01 | -6.89 |  | -6.89 | 7.18 | 0.01 |  | 0.01 | -7.17 |  | -7.17 | 6.62 | 0.01 |  | 0.01 | -6.61 |  | -6.61
2020-03-18 10:00 | LONG | LONG | BALP | 6.9 | 4 |  | 4 | -2.9 |  | -2.9 | 7.18 | 4 |  | 4 | -3.18 |  | -3.18 | 6.62 | 4 |  | 4 | -2.62 |  | -2.62
2020-03-18 11:00 | LONG | LONG | BALP | 6.9 | 34.2 |  | 34.2 | 27.3 |  | 27.3 | 7.18 | 34.2 |  | 34.2 | 27.02 |  | 27.02 | 6.62 | 34.2 |  | 34.2 | 27.58 |  | 27.58
2020-03-18 12:00 | SHORT | SHORT | VoAA | 6.9 | 40.8 | 40.8 |  | 47.7 | 47.7 |  | 7.18 | 37.5 | 37.5 |  | 44.68 | 44.68 |  | 6.62 | 34.04 | 34.04 |  | 40.66 | 40.66
2020-03-18 13:00 | SHORT | SHORT | BALP | 6.9 | 39.8 | 39.8 |  | 46.7 | 46.7 |  | 7.18 | 39.8 | 39.8 |  | 46.98 | 46.98 |  | 6.62 | 39.8 | 39.8 |  | 46.42 | 46.42
2020-03-18 14:00 | LONG | LONG | BALP | 6.9 | 34.2 |  | 34.2 | 27.3 |  | 27.3 | 7.18 | 34.2 |  | 34.2 | 27.02 |  | 27.02 | 6.62 | 34.2 |  | 34.2 | 27.58 |  | 27.58
2020-03-18 15:00 | LONG | LONG | BALP | 6.9 | 6 |  | 6 | -0.9 |  | -0.9 | 7.18 | 6 |  | 6 | -1.18 |  | -1.18 | 6.62 | 6 |  | 6 | -0.62 |  | -0.62
2020-03-18 16:00 | LONG | LONG | BALP | 6.9 | 0.01 |  | 0.01 | -6.89 |  | -6.89 | 7.18 | 0.01 |  | 0.01 | -7.17 |  | -7.17 | 6.62 | 0.01 |  | 0.01 | -6.61 |  | -6.61
2020-03-18 17:00 | LONG | LONG | BALP | 6.9 | 0.01 |  | 0.01 | -6.89 |  | -6.89 | 7.18 | 0.01 |  | 0.01 | -7.17 |  | -7.17 | 6.62 | 0.01 |  | 0.01 | -6.61 |  | -6.61
2020-03-18 18:00 | LONG | LONG | BALP | 6.9 | 32.02 |  | 32.02 | 25.12 |  | 25.12 | 7.18 | 32.02 |  | 32.02 | 24.84 |  | 24.84 | 6.62 | 32.02 |  | 32.02 | 25.4 |  | 25.4
2020-03-18 19:00 | LONG | LONG | BALP | 6.9 | 34.2 |  | 34.2 | 27.3 |  | 27.3 | 7.18 | 34.2 |  | 34.2 | 27.02 |  | 27.02 | 6.62 | 34.2 |  | 34.2 | 27.58 |  | 27.58
2020-03-18 20:00 | LONG | LONG | BALP | 6.9 | 21.27 |  | 21.27 | 14.37 |  | 14.37 | 7.18 | 21.27 |  | 21.27 | 14.09 |  | 14.09 | 6.62 | 21.27 |  | 21.27 | 14.65 |  | 14.65
2020-03-18 21:00 | LONG | LONG | BALP | 6.9 | 0.01 |  | 0.01 | -6.89 |  | -6.89 | 7.18 | 0.01 |  | 0.01 | -7.17 |  | -7.17 | 6.62 | 0.01 |  | 0.01 | -6.61 |  | -6.61
2020-03-18 22:00 | LONG | LONG | BALP | 6.9 | 0.01 |  | 0.01 | -6.89 |  | -6.89 | 7.18 | 0.01 |  | 0.01 | -7.17 |  | -7.17 | 6.62 | 0.01 |  | 0.01 | -6.61 |  | -6.61
2020-03-18 23:00 | LONG | LONG | BALP | 6.9 | 7.24 |  | 7.24 | 0.34 |  | 0.34 | 7.18 | 7.24 |  | 7.24 | 0.06 |  | 0.06 | 6.62 | 7.24 |  | 7.24 | 0.62 |  | 0.62
2020-03-19 | LONG | LONG | BALP | 6.9 | 7.05 |  | 7.05 | 0.15 |  | 0.15 | 7.18 | 7.05 |  | 7.05 | -0.13 |  | -0.13 | 6.62 | 7.05 |  | 7.05 | 0.43 |  | 0.43
2020-03-19 01:00 | SHORT | SHORT | BALP | 6.9 | 93 | 93 |  | 99.9 | 99.9 |  | 7.18 | 93 | 93 |  | 100.18 | 100.18 |  | 6.62 | 93 | 93 |  | 99.62 | 99.62
2020-03-19 02:00 | SHORT | SHORT | BALP | 6.9 | 47.8 | 47.8 |  | 54.7 | 54.7 |  | 7.18 | 47.8 | 47.8 |  | 54.98 | 54.98 |  | 6.62 | 47.8 | 47.8 |  | 54.42 | 54.42
2020-03-19 03:00 | SHORT | SHORT | BALP | 6.9 | 9.08 | 9.08 |  | 15.98 | 15.98 |  | 7.18 | 9.08 | 9.08 |  | 16.26 | 16.26 |  | 6.62 | 9.08 | 9.08 |  | 15.7 | 15.7
2020-03-19 04:00 | SHORT | SHORT | BALP | 6.9 | 50 | 50 |  | 56.9 | 56.9 |  | 7.18 | 50 | 50 |  | 57.18 | 57.18 |  | 6.62 | 50 | 50 |  | 56.62 | 56.62
2020-03-19 05:00 | SHORT | SHORT | BALP | 6.9 | 50 | 50 |  | 56.9 | 56.9 |  | 7.18 | 50 | 50 |  | 57.18 | 57.18 |  | 6.62 | 50 | 50 |  | 56.62 | 56.62
2020-03-19 06:00 | LONG | LONG | BALP | 6.9 | 0.01 |  | 0.01 | -6.89 |  | -6.89 | 7.18 | 0.01 |  | 0.01 | -7.17 |  | -7.17 | 6.62 | 0.01 |  | 0.01 | -6.61 |  | -6.61
2020-03-19 07:00 | LONG | LONG | BALP | 6.9 | 4.1 |  | 4.1 | -2.8 |  | -2.8 | 7.18 | 4.1 |  | 4.1 | -3.08 |  | -3.08 | 6.62 | 4.1 |  | 4.1 | -2.52 |  | -2.52
2020-03-19 08:00 | LONG | LONG | BALP | 6.9 | 4.1 |  | 4.1 | -2.8 |  | -2.8 | 7.18 | 4.1 |  | 4.1 | -3.08 |  | -3.08 | 6.62 | 4.1 |  | 4.1 | -2.52 |  | -2.52
2020-03-19 09:00 | SHORT | LONG | BALP | 6.9 | 33.8 | 33.8 |  | 40.7 | 40.7 |  | 7.18 | 33.8 | 33.8 |  | 40.98 | 40.98 |  | 6.62 | 46.58 |  | 46.58 | 39.96 |  | 39.96
2020-03-19 10:00 | SHORT | LONG | BALP | 6.9 | 70 | 70 |  | 76.9 | 76.9 |  | 7.18 | 70 | 70 |  | 77.18 | 77.18 |  | 6.62 | 47.14 |  | 47.14 | 40.52 |  | 40.52
2020-03-19 11:00 | LONG | LONG | BALP | 6.9 | 0.01 |  | 0.01 | -6.89 |  | -6.89 | 7.18 | 0.01 |  | 0.01 | -7.17 |  | -7.17 | 6.62 | 0.01 |  | 0.01 | -6.61 |  | -6.61
2020-03-19 12:00 | LONG | LONG | BALP | 6.9 | 31.8 |  | 31.8 | 24.9 |  | 24.9 | 7.18 | 31.8 |  | 31.8 | 24.62 |  | 24.62 | 6.62 | 31.8 |  | 31.8 | 25.18 |  | 25.18
2020-03-19 13:00 | LONG | LONG | BALP | 6.9 | 17.57 |  | 17.57 | 10.67 |  | 10.67 | 7.18 | 17.57 |  | 17.57 | 10.39 |  | 10.39 | 6.62 | 17.57 |  | 17.57 | 10.95 |  | 10.95
2020-03-19 14:00 | LONG | LONG | BALP | 6.9 | 0.01 |  | 0.01 | -6.89 |  | -6.89 | 7.18 | 0.01 |  | 0.01 | -7.17 |  | -7.17 | 6.62 | 0.01 |  | 0.01 | -6.61 |  | -6.61
2020-03-19 15:00 | LONG | LONG | BALP | 6.9 | 0.01 |  | 0.01 | -6.89 |  | -6.89 | 7.18 | 0.01 |  | 0.01 | -7.17 |  | -7.17 | 6.62 | 0.01 |  | 0.01 | -6.61 |  | -6.61
2020-03-19 16:00 | LONG | LONG | BALP | 6.9 | 18.29 |  | 18.29 | 11.39 |  | 11.39 | 7.18 | 18.29 |  | 18.29 | 11.11 |  | 11.11 | 6.62 | 18.29 |  | 18.29 | 11.67 |  | 11.67
2020-03-19 17:00 | LONG | LONG | BALP | 6.9 | 18.06 |  | 18.06 | 11.16 |  | 11.16 | 7.18 | 18.06 |  | 18.06 | 10.88 |  | 10.88 | 6.62 | 18.06 |  | 18.06 | 11.44 |  | 11.44
2020-03-19 18:00 | LONG | LONG | BALP | 6.9 | 31.8 |  | 31.8 | 24.9 |  | 24.9 | 7.18 | 31.8 |  | 31.8 | 24.62 |  | 24.62 | 6.62 | 31.8 |  | 31.8 | 25.18 |  | 25.18
2020-03-19 19:00 | SHORT | SHORT | BALP | 6.9 | 95 | 95 |  | 101.9 | 101.9 |  | 7.18 | 95 | 95 |  | 102.18 | 102.18 |  | 6.62 | 95 | 95 |  | 101.62 | 101.62
2020-03-19 20:00 | SHORT | SHORT | BALP | 6.9 | 94 | 94 |  | 100.9 | 100.9 |  | 7.18 | 94 | 94 |  | 101.18 | 101.18 |  | 6.62 | 94 | 94 |  | 100.62 | 100.62
2020-03-19 21:00 | SHORT | SHORT | BALP | 6.9 | 94 | 94 |  | 100.9 | 100.9 |  | 7.18 | 94 | 94 |  | 101.18 | 101.18 |  | 6.62 | 94 | 94 |  | 100.62 | 100.62
2020-03-19 22:00 | SHORT | SHORT | BALP | 6.9 | 94 | 94 |  | 100.9 | 100.9 |  | 7.18 | 94 | 94 |  | 101.18 | 101.18 |  | 6.62 | 94 | 94 |  | 100.62 | 100.62
2020-03-19 23:00 | SHORT | SHORT | BALP | 6.9 | 94 | 94 |  | 100.9 | 100.9 |  | 7.18 | 94 | 94 |  | 101.18 | 101.18 |  | 6.62 | 94 | 94 |  | 100.62 | 100.62
2020-03-20 | SHORT | SHORT | BALP | 6.9 | 95 | 95 |  | 101.9 | 101.9 |  | 7.18 | 95 | 95 |  | 102.18 | 102.18 |  | 6.62 | 95 | 95 |  | 101.62 | 101.62
2020-03-20 01:00 | SHORT | SHORT | BALP | 6.9 | 95 | 95 |  | 101.9 | 101.9 |  | 7.18 | 95 | 95 |  | 102.18 | 102.18 |  | 6.62 | 95 | 95 |  | 101.62 | 101.62
2020-03-20 02:00 | SHORT | SHORT | BALP | 6.9 | 78 | 78 |  | 84.9 | 84.9 |  | 7.18 | 78 | 78 |  | 85.18 | 85.18 |  | 6.62 | 78 | 78 |  | 84.62 | 84.62
2020-03-20 03:00 | SHORT | SHORT | BALP | 6.9 | 50 | 50 |  | 56.9 | 56.9 |  | 7.18 | 50 | 50 |  | 57.18 | 57.18 |  | 6.62 | 50 | 50 |  | 56.62 | 56.62
2020-03-20 04:00 | SHORT | SHORT | BALP | 6.9 | 50 | 50 |  | 56.9 | 56.9 |  | 7.18 | 50 | 50 |  | 57.18 | 57.18 |  | 6.62 | 50 | 50 |  | 56.62 | 56.62
2020-03-20 05:00 | SHORT | SHORT | BALP | 6.9 | 94 | 94 |  | 100.9 | 100.9 |  | 7.18 | 94 | 94 |  | 101.18 | 101.18 |  | 6.62 | 94 | 94 |  | 100.62 | 100.62
2020-03-20 06:00 | LONG | LONG | BALP | 6.9 | 0.01 |  | 0.01 | -6.89 |  | -6.89 | 7.18 | 0.01 |  | 0.01 | -7.17 |  | -7.17 | 6.62 | 0.01 |  | 0.01 | -6.61 |  | -6.61
2020-03-20 07:00 | LONG | LONG | BALP | 6.9 | 4 |  | 4 | -2.9 |  | -2.9 | 7.18 | 4 |  | 4 | -3.18 |  | -3.18 | 6.62 | 4 |  | 4 | -2.62 |  | -2.62
2020-03-20 08:00 | SHORT | SHORT | VoAA | 6.9 | 33.7 | 33.7 |  | 40.6 | 40.6 |  | 7.18 | 32.7 | 32.7 |  | 39.88 | 39.88 |  | 6.62 | 41.64 | 41.64 |  | 48.26 | 48.26
2020-03-20 09:00 | SHORT | SHORT | BALP | 6.9 | 95 | 95 |  | 101.9 | 101.9 |  | 7.18 | 95 | 95 |  | 102.18 | 102.18 |  | 6.62 | 95 | 95 |  | 101.62 | 101.62
2020-03-20 10:00 | SHORT | SHORT | BALP | 6.9 | 52 | 52 |  | 58.9 | 58.9 |  | 7.18 | 52 | 52 |  | 59.18 | 59.18 |  | 6.62 | 52 | 52 |  | 58.62 | 58.62
2020-03-20 11:00 | SHORT | SHORT | BALP | 6.9 | 52 | 52 |  | 58.9 | 58.9 |  | 7.18 | 52 | 52 |  | 59.18 | 59.18 |  | 6.62 | 52 | 52 |  | 58.62 | 58.62
2020-03-20 12:00 | SHORT | SHORT | BALP | 6.9 | 37.7 | 37.7 |  | 44.6 | 44.6 |  | 7.18 | 37.7 | 37.7 |  | 44.88 | 44.88 |  | 6.62 | 37.7 | 37.7 |  | 44.32 | 44.32
2020-03-20 13:00 | SHORT | SHORT | BALP | 6.9 | 40 | 40 |  | 46.9 | 46.9 |  | 7.18 | 40 | 40 |  | 47.18 | 47.18 |  | 6.62 | 40 | 40 |  | 46.62 | 46.62
2020-03-20 14:00 | SHORT | LONG | BALP | 6.9 | 40 | 40 |  | 46.9 | 46.9 |  | 7.18 | 40 | 40 |  | 47.18 | 47.18 |  | 6.62 | 37.52 |  | 37.52 | 30.9 |  | 30.9
2020-03-20 15:00 | LONG | LONG | BALP | 6.9 | 4.05 |  | 4.05 | -2.85 |  | -2.85 | 7.18 | 4.05 |  | 4.05 | -3.13 |  | -3.13 | 6.62 | 4.05 |  | 4.05 | -2.57 |  | -2.57
2020-03-20 16:00 | SHORT | SHORT | BALP | 6.9 | 40.7 | 40.7 |  | 47.6 | 47.6 |  | 7.18 | 40.7 | 40.7 |  | 47.88 | 47.88 |  | 6.62 | 40.7 | 40.7 |  | 47.32 | 47.32
2020-03-20 17:00 | SHORT | SHORT | BALP | 6.9 | 40 | 40 |  | 46.9 | 46.9 |  | 7.18 | 40 | 40 |  | 47.18 | 47.18 |  | 6.62 | 40 | 40 |  | 46.62 | 46.62
2020-03-20 18:00 | SHORT | SHORT | BALP | 6.9 | 93 | 93 |  | 99.9 | 99.9 |  | 7.18 | 93 | 93 |  | 100.18 | 100.18 |  | 6.62 | 93 | 93 |  | 99.62 | 99.62
2020-03-20 19:00 | SHORT | SHORT | BALP | 6.9 | 93 | 93 |  | 99.9 | 99.9 |  | 7.18 | 93 | 93 |  | 100.18 | 100.18 |  | 6.62 | 93 | 93 |  | 99.62 | 99.62
2020-03-20 20:00 | SHORT | SHORT | BALP | 6.9 | 70 | 70 |  | 76.9 | 76.9 |  | 7.18 | 70 | 70 |  | 77.18 | 77.18 |  | 6.62 | 70 | 70 |  | 76.62 | 76.62
2020-03-20 21:00 | SHORT | LONG | BALP | 6.9 | 47.7 | 47.7 |  | 54.6 | 54.6 |  | 7.18 | 47.7 | 47.7 |  | 54.88 | 54.88 |  | 6.62 | 25.09 |  | 25.09 | 18.47 |  | 18.47
2020-03-20 22:00 | SHORT | LONG | BALP | 6.9 | 37.7 | 37.7 |  | 44.6 | 44.6 |  | 7.18 | 37.7 | 37.7 |  | 44.88 | 44.88 |  | 6.62 | 33.68 |  | 33.68 | 27.06 |  | 27.06
2020-03-20 23:00 | LONG | LONG | BALP | 6.9 | 9.04 |  | 9.04 | 2.14 |  | 2.14 | 7.18 | 9.04 |  | 9.04 | 1.86 |  | 1.86 | 6.62 | 9.04 |  | 9.04 | 2.42 |  | 2.42
2020-03-21 | SHORT | SHORT | BALP | 6.9 | 95 | 95 |  | 101.9 | 101.9 |  | 7.18 | 95 | 95 |  | 102.18 | 102.18 |  | 6.62 | 95 | 95 |  | 101.62 | 101.62
2020-03-21 01:00 | LONG | LONG | BALP | 6.9 | 0.01 |  | 0.01 | -6.89 |  | -6.89 | 7.18 | 0.01 |  | 0.01 | -7.17 |  | -7.17 | 6.62 | 0.01 |  | 0.01 | -6.61 |  | -6.61
2020-03-21 02:00 | LONG | LONG | BALP | 6.9 | 4.22 |  | 4.22 | -2.68 |  | -2.68 | 7.18 | 4.22 |  | 4.22 | -2.96 |  | -2.96 | 6.62 | 4.22 |  | 4.22 | -2.4 |  | -2.4
2020-03-21 03:00 | LONG | LONG | BALP | 6.9 | 4.22 |  | 4.22 | -2.68 |  | -2.68 | 7.18 | 4.22 |  | 4.22 | -2.96 |  | -2.96 | 6.62 | 4.22 |  | 4.22 | -2.4 |  | -2.4
2020-03-21 04:00 | LONG | LONG | BALP | 6.9 | 4.22 |  | 4.22 | -2.68 |  | -2.68 | 7.18 | 4.22 |  | 4.22 | -2.96 |  | -2.96 | 6.62 | 4.22 |  | 4.22 | -2.4 |  | -2.4
2020-03-21 05:00 | LONG | LONG | VoAA | 6.9 | 0.01 |  | 0.01 | -6.89 |  | -6.89 | 7.18 | 9.37 |  | 9.37 | 2.19 |  | 2.19 | 6.62 | 8.73 |  | 8.73 | 2.11 |  | 2.11
2020-03-21 06:00 | LONG | LONG | BALP | 6.9 | 3.8 |  | 3.8 | -3.1 |  | -3.1 | 7.18 | 3.8 |  | 3.8 | -3.38 |  | -3.38 | 6.62 | 3.8 |  | 3.8 | -2.82 |  | -2.82
2020-03-21 07:00 | LONG | LONG | BALP | 6.9 | 3 |  | 3 | -3.9 |  | -3.9 | 7.18 | 3 |  | 3 | -4.18 |  | -4.18 | 6.62 | 3 |  | 3 | -3.62 |  | -3.62
2020-03-21 08:00 | LONG | LONG | BALP | 6.9 | 3 |  | 3 | -3.9 |  | -3.9 | 7.18 | 3 |  | 3 | -4.18 |  | -4.18 | 6.62 | 3 |  | 3 | -3.62 |  | -3.62
2020-03-21 09:00 | LONG | LONG | BALP | 6.9 | 4 |  | 4 | -2.9 |  | -2.9 | 7.18 | 4 |  | 4 | -3.18 |  | -3.18 | 6.62 | 4 |  | 4 | -2.62 |  | -2.62
2020-03-21 10:00 | SHORT | SHORT | BALP | 6.9 | 34 | 34 |  | 40.9 | 40.9 |  | 7.18 | 34 | 34 |  | 41.18 | 41.18 |  | 6.62 | 34 | 34 |  | 40.62 | 40.62
2020-03-21 11:00 | SHORT | SHORT | BALP | 6.9 | 92 | 92 |  | 98.9 | 98.9 |  | 7.18 | 92 | 92 |  | 99.18 | 99.18 |  | 6.62 | 92 | 92 |  | 98.62 | 98.62
2020-03-21 12:00 | SHORT | SHORT | BALP | 6.9 | 93 | 93 |  | 99.9 | 99.9 |  | 7.18 | 93 | 93 |  | 100.18 | 100.18 |  | 6.62 | 93 | 93 |  | 99.62 | 99.62
2020-03-21 13:00 | SHORT | SHORT | BALP | 6.9 | 93 | 93 |  | 99.9 | 99.9 |  | 7.18 | 93 | 93 |  | 100.18 | 100.18 |  | 6.62 | 93 | 93 |  | 99.62 | 99.62
2020-03-21 14:00 | SHORT | SHORT | BALP | 6.9 | 92 | 92 |  | 98.9 | 98.9 |  | 7.18 | 92 | 92 |  | 99.18 | 99.18 |  | 6.62 | 92 | 92 |  | 98.62 | 98.62
2020-03-21 15:00 | SHORT | SHORT | BALP | 6.9 | 70 | 70 |  | 76.9 | 76.9 |  | 7.18 | 70 | 70 |  | 77.18 | 77.18 |  | 6.62 | 70 | 70 |  | 76.62 | 76.62
2020-03-21 16:00 | SHORT | SHORT | BALP | 6.9 | 70 | 70 |  | 76.9 | 76.9 |  | 7.18 | 70 | 70 |  | 77.18 | 77.18 |  | 6.62 | 70 | 70 |  | 76.62 | 76.62
2020-03-21 17:00 | SHORT | SHORT | BALP | 6.9 | 19.85 | 19.85 |  | 26.75 | 26.75 |  | 7.18 | 19.85 | 19.85 |  | 27.03 | 27.03 |  | 6.62 | 19.85 | 19.85 |  | 26.47 | 26.47
2020-03-21 18:00 | SHORT | SHORT | BALP | 6.9 | 70 | 70 |  | 76.9 | 76.9 |  | 7.18 | 70 | 70 |  | 77.18 | 77.18 |  | 6.62 | 70 | 70 |  | 76.62 | 76.62
2020-03-21 19:00 | SHORT | SHORT | BALP | 6.9 | 93 | 93 |  | 99.9 | 99.9 |  | 7.18 | 93 | 93 |  | 100.18 | 100.18 |  | 6.62 | 93 | 93 |  | 99.62 | 99.62
2020-03-21 20:00 | SHORT | SHORT | BALP | 6.9 | 93 | 93 |  | 99.9 | 99.9 |  | 7.18 | 93 | 93 |  | 100.18 | 100.18 |  | 6.62 | 93 | 93 |  | 99.62 | 99.62
2020-03-21 21:00 | SHORT | SHORT | BALP | 6.9 | 70 | 70 |  | 76.9 | 76.9 |  | 7.18 | 70 | 70 |  | 77.18 | 77.18 |  | 6.62 | 70 | 70 |  | 76.62 | 76.62
2020-03-21 22:00 | SHORT | SHORT | BALP | 6.9 | 93 | 93 |  | 99.9 | 99.9 |  | 7.18 | 93 | 93 |  | 100.18 | 100.18 |  | 6.62 | 93 | 93 |  | 99.62 | 99.62
2020-03-21 23:00 | LONG | LONG | BALP | 6.9 | 16.82 |  | 16.82 | 9.92 |  | 9.92 | 7.18 | 16.82 |  | 16.82 | 9.64 |  | 9.64 | 6.62 | 16.82 |  | 16.82 | 10.2 |  | 10.2
2020-03-22 | SHORT | SHORT | BALP | 6.9 | 10.53 | 10.53 |  | 17.43 | 17.43 |  | 7.18 | 10.53 | 10.53 |  | 17.71 | 17.71 |  | 6.62 | 10.53 | 10.53 |  | 17.15 | 17.15
2020-03-22 01:00 | SHORT | SHORT | BALP | 6.9 | 95 | 95 |  | 101.9 | 101.9 |  | 7.18 | 95 | 95 |  | 102.18 | 102.18 |  | 6.62 | 95 | 95 |  | 101.62 | 101.62
2020-03-22 02:00 | SHORT | SHORT | BALP | 6.9 | 94 | 94 |  | 100.9 | 100.9 |  | 7.18 | 94 | 94 |  | 101.18 | 101.18 |  | 6.62 | 94 | 94 |  | 100.62 | 100.62
2020-03-22 03:00 | SHORT | SHORT | BALP | 6.9 | 7.56 | 7.56 |  | 14.46 | 14.46 |  | 7.18 | 7.56 | 7.56 |  | 14.74 | 14.74 |  | 6.62 | 7.56 | 7.56 |  | 14.18 | 14.18
2020-03-22 04:00 | SHORT | SHORT | VoAA | 6.9 | 16.4 | 16.4 |  | 23.3 | 23.3 |  | 7.18 | 8.21 | 8.21 |  | 15.39 | 15.39 |  | 6.62 | 6.4 | 6.4 |  | 13.02 | 13.02
2020-03-22 05:00 | SHORT | SHORT | BALP | 6.9 | 95 | 95 |  | 101.9 | 101.9 |  | 7.18 | 95 | 95 |  | 102.18 | 102.18 |  | 6.62 | 95 | 95 |  | 101.62 | 101.62
2020-03-22 06:00 | SHORT | SHORT | BALP | 6.9 | 6.24 | 6.24 |  | 13.14 | 13.14 |  | 7.18 | 6.24 | 6.24 |  | 13.42 | 13.42 |  | 6.62 | 6.24 | 6.24 |  | 12.86 | 12.86
2020-03-22 07:00 | LONG | LONG | BALP | 6.9 | 4.7 |  | 4.7 | -2.2 |  | -2.2 | 7.18 | 4.7 |  | 4.7 | -2.48 |  | -2.48 | 6.62 | 4.7 |  | 4.7 | -1.92 |  | -1.92
2020-03-22 08:00 | LONG | LONG | BALP | 6.9 | 4.7 |  | 4.7 | -2.2 |  | -2.2 | 7.18 | 4.7 |  | 4.7 | -2.48 |  | -2.48 | 6.62 | 4.7 |  | 4.7 | -1.92 |  | -1.92
2020-03-22 09:00 | LONG | LONG | BALP | 6.9 | 4 |  | 4 | -2.9 |  | -2.9 | 7.18 | 4 |  | 4 | -3.18 |  | -3.18 | 6.62 | 4 |  | 4 | -2.62 |  | -2.62
2020-03-22 10:00 | LONG | LONG | BALP | 6.9 | 3 |  | 3 | -3.9 |  | -3.9 | 7.18 | 3 |  | 3 | -4.18 |  | -4.18 | 6.62 | 3 |  | 3 | -3.62 |  | -3.62
2020-03-22 11:00 | LONG | LONG | BALP | 6.9 | 0.01 |  | 0.01 | -6.89 |  | -6.89 | 7.18 | 0.01 |  | 0.01 | -7.17 |  | -7.17 | 6.62 | 0.01 |  | 0.01 | -6.61 |  | -6.61
2020-03-22 12:00 | LONG | LONG | BALP | 6.9 | 0.01 |  | 0.01 | -6.89 |  | -6.89 | 7.18 | 0.01 |  | 0.01 | -7.17 |  | -7.17 | 6.62 | 0.01 |  | 0.01 | -6.61 |  | -6.61
2020-03-22 13:00 | LONG | LONG | BALP | 6.9 | 2 |  | 2 | -4.9 |  | -4.9 | 7.18 | 2 |  | 2 | -5.18 |  | -5.18 | 6.62 | 2 |  | 2 | -4.62 |  | -4.62
2020-03-22 14:00 | LONG | LONG | BALP | 6.9 | 0.01 |  | 0.01 | -6.89 |  | -6.89 | 7.18 | 0.01 |  | 0.01 | -7.17 |  | -7.17 | 6.62 | 0.01 |  | 0.01 | -6.61 |  | -6.61
2020-03-22 15:00 | LONG | LONG | BALP | 6.9 | 1.99 |  | 1.99 | -4.91 |  | -4.91 | 7.18 | 1.99 |  | 1.99 | -5.19 |  | -5.19 | 6.62 | 1.99 |  | 1.99 | -4.63 |  | -4.63
2020-03-22 16:00 | SHORT | SHORT | BALP | 6.9 | 48 | 48 |  | 54.9 | 54.9 |  | 7.18 | 48 | 48 |  | 55.18 | 55.18 |  | 6.62 | 48 | 48 |  | 54.62 | 54.62
2020-03-22 17:00 | SHORT | SHORT | BALP | 6.9 | 49.2 | 49.2 |  | 56.1 | 56.1 |  | 7.18 | 49.2 | 49.2 |  | 56.38 | 56.38 |  | 6.62 | 49.2 | 49.2 |  | 55.82 | 55.82
2020-03-22 18:00 | SHORT | SHORT | BALP | 6.9 | 93 | 93 |  | 99.9 | 99.9 |  | 7.18 | 93 | 93 |  | 100.18 | 100.18 |  | 6.62 | 93 | 93 |  | 99.62 | 99.62
2020-03-22 19:00 | SHORT | SHORT | BALP | 6.9 | 93 | 93 |  | 99.9 | 99.9 |  | 7.18 | 93 | 93 |  | 100.18 | 100.18 |  | 6.62 | 93 | 93 |  | 99.62 | 99.62
2020-03-22 20:00 | SHORT | SHORT | BALP | 6.9 | 49.2 | 49.2 |  | 56.1 | 56.1 |  | 7.18 | 49.2 | 49.2 |  | 56.38 | 56.38 |  | 6.62 | 49.2 | 49.2 |  | 55.82 | 55.82
2020-03-22 21:00 | SHORT | SHORT | BALP | 6.9 | 19.45 | 19.45 |  | 26.35 | 26.35 |  | 7.18 | 19.45 | 19.45 |  | 26.63 | 26.63 |  | 6.62 | 19.45 | 19.45 |  | 26.07 | 26.07
2020-03-22 22:00 | SHORT | SHORT | BALP | 6.9 | 95 | 95 |  | 101.9 | 101.9 |  | 7.18 | 95 | 95 |  | 102.18 | 102.18 |  | 6.62 | 95 | 95 |  | 101.62 | 101.62
2020-03-22 23:00 | SHORT | SHORT | BALP | 6.9 | 95 | 95 |  | 101.9 | 101.9 |  | 7.18 | 95 | 95 |  | 102.18 | 102.18 |  | 6.62 | 95 | 95 |  | 101.62 | 101.62
2020-03-23 | SHORT | SHORT | BALP | 6.9 | 94 | 94 |  | 100.9 | 100.9 |  | 7.18 | 94 | 94 |  | 101.18 | 101.18 |  | 6.62 | 94 | 94 |  | 100.62 | 100.62
2020-03-23 01:00 | SHORT | SHORT | BALP | 6.9 | 40 | 40 |  | 46.9 | 46.9 |  | 7.18 | 40 | 40 |  | 47.18 | 47.18 |  | 6.62 | 40 | 40 |  | 46.62 | 46.62
2020-03-23 02:00 | SHORT | SHORT | BALP | 6.9 | 94 | 94 |  | 100.9 | 100.9 |  | 7.18 | 94 | 94 |  | 101.18 | 101.18 |  | 6.62 | 94 | 94 |  | 100.62 | 100.62
2020-03-23 03:00 | SHORT | SHORT | BALP | 6.9 | 94 | 94 |  | 100.9 | 100.9 |  | 7.18 | 94 | 94 |  | 101.18 | 101.18 |  | 6.62 | 94 | 94 |  | 100.62 | 100.62
2020-03-23 04:00 | SHORT | SHORT | BALP | 6.9 | 94 | 94 |  | 100.9 | 100.9 |  | 7.18 | 94 | 94 |  | 101.18 | 101.18 |  | 6.62 | 94 | 94 |  | 100.62 | 100.62
2020-03-23 05:00 | SHORT | SHORT | BALP | 6.9 | 94 | 94 |  | 100.9 | 100.9 |  | 7.18 | 94 | 94 |  | 101.18 | 101.18 |  | 6.62 | 94 | 94 |  | 100.62 | 100.62
2020-03-23 06:00 | LONG | LONG | BALP | 6.9 | 0.01 |  | 0.01 | -6.89 |  | -6.89 | 7.18 | 0.01 |  | 0.01 | -7.17 |  | -7.17 | 6.62 | 0.01 |  | 0.01 | -6.61 |  | -6.61
2020-03-23 07:00 | LONG | LONG | BALP | 6.9 | 0.01 |  | 0.01 | -6.89 |  | -6.89 | 7.18 | 0.01 |  | 0.01 | -7.17 |  | -7.17 | 6.62 | 0.01 |  | 0.01 | -6.61 |  | -6.61
2020-03-23 08:00 | LONG | LONG | VoAA | 6.9 | 32.5 |  | 32.5 | 25.6 |  | 25.6 | 7.18 | 33.5 |  | 33.5 | 26.32 |  | 26.32 | 6.62 | 35.84 |  | 35.84 | 29.22 |  | 29.22
2020-03-23 09:00 | LONG | LONG | BALP | 6.9 | 16 |  | 16 | 9.1 |  | 9.1 | 7.18 | 16 |  | 16 | 8.82 |  | 8.82 | 6.62 | 16 |  | 16 | 9.38 |  | 9.38
2020-03-23 10:00 | SHORT | SHORT | BALP | 6.9 | 43 | 43 |  | 49.9 | 49.9 |  | 7.18 | 43 | 43 |  | 50.18 | 50.18 |  | 6.62 | 43 | 43 |  | 49.62 | 49.62
2020-03-23 11:00 | SHORT | SHORT | BALP | 6.9 | 54 | 54 |  | 60.9 | 60.9 |  | 7.18 | 54 | 54 |  | 61.18 | 61.18 |  | 6.62 | 54 | 54 |  | 60.62 | 60.62
2020-03-23 12:00 | LONG | LONG | BALP | 6.9 | 4 |  | 4 | -2.9 |  | -2.9 | 7.18 | 4 |  | 4 | -3.18 |  | -3.18 | 6.62 | 4 |  | 4 | -2.62 |  | -2.62
2020-03-23 13:00 | LONG | LONG | VoAA | 6.9 | 32.5 |  | 32.5 | 25.6 |  | 25.6 | 7.18 | 16.25 |  | 16.25 | 9.07 |  | 9.07 | 6.62 | 35.4 |  | 35.4 | 28.78 |  | 28.78
2020-03-23 14:00 | LONG | LONG | BALP | 6.9 | 20.28 |  | 20.28 | 13.38 |  | 13.38 | 7.18 | 20.28 |  | 20.28 | 13.1 |  | 13.1 | 6.62 | 20.28 |  | 20.28 | 13.66 |  | 13.66
2020-03-23 15:00 | LONG | LONG | BALP | 6.9 | 4 |  | 4 | -2.9 |  | -2.9 | 7.18 | 4 |  | 4 | -3.18 |  | -3.18 | 6.62 | 4 |  | 4 | -2.62 |  | -2.62
2020-03-23 16:00 | LONG | LONG | BALP | 6.9 | 4 |  | 4 | -2.9 |  | -2.9 | 7.18 | 4 |  | 4 | -3.18 |  | -3.18 | 6.62 | 4 |  | 4 | -2.62 |  | -2.62
2020-03-23 17:00 | LONG | LONG | BALP | 6.9 | 4 |  | 4 | -2.9 |  | -2.9 | 7.18 | 4 |  | 4 | -3.18 |  | -3.18 | 6.62 | 4 |  | 4 | -2.62 |  | -2.62
2020-03-23 18:00 | SHORT | SHORT | VoAA | 6.9 | 27.9 | 27.9 |  | 34.8 | 34.8 |  | 7.18 | 30.2 | 30.2 |  | 37.38 | 37.38 |  | 6.62 | 24.09 | 24.09 |  | 30.71 | 30.71
2020-03-23 19:00 | SHORT | SHORT | BALP | 6.9 | 95 | 95 |  | 101.9 | 101.9 |  | 7.18 | 95 | 95 |  | 102.18 | 102.18 |  | 6.62 | 95 | 95 |  | 101.62 | 101.62
2020-03-23 20:00 | SHORT | SHORT | BALP | 6.9 | 38.8 | 38.8 |  | 45.7 | 45.7 |  | 7.18 | 38.8 | 38.8 |  | 45.98 | 45.98 |  | 6.62 | 38.8 | 38.8 |  | 45.42 | 45.42
2020-03-23 21:00 | SHORT | SHORT | VoAA | 6.9 | 34.5 | 34.5 |  | 41.4 | 41.4 |  | 7.18 | 17.26 | 17.26 |  | 24.44 | 24.44 |  | 6.62 | 30.08 | 30.08 |  | 36.7 | 36.7
2020-03-23 22:00 | SHORT | SHORT | BALP | 6.9 | 75 | 75 |  | 81.9 | 81.9 |  | 7.18 | 75 | 75 |  | 82.18 | 82.18 |  | 6.62 | 75 | 75 |  | 81.62 | 81.62
2020-03-23 23:00 | SHORT | SHORT | BALP | 6.9 | 50 | 50 |  | 56.9 | 56.9 |  | 7.18 | 50 | 50 |  | 57.18 | 57.18 |  | 6.62 | 50 | 50 |  | 56.62 | 56.62
2020-03-24 | SHORT | SHORT | BALP | 6.9 | 50 | 50 |  | 56.9 | 56.9 |  | 7.18 | 50 | 50 |  | 57.18 | 57.18 |  | 6.62 | 50 | 50 |  | 56.62 | 56.62
2020-03-24 01:00 | SHORT | SHORT | BALP | 6.9 | 44.4 | 44.4 |  | 51.3 | 51.3 |  | 7.18 | 44.4 | 44.4 |  | 51.58 | 51.58 |  | 6.62 | 44.4 | 44.4 |  | 51.02 | 51.02
2020-03-24 02:00 | LONG | LONG | VoAA | 6.9 | 0.01 |  | 0.01 | -6.89 |  | -6.89 | 7.18 | 7.98 |  | 7.98 | 0.8 |  | 0.8 | 6.62 | 5.94 |  | 5.94 | -0.68 |  | -0.68
2020-03-24 03:00 | LONG | LONG | VoAA | 6.9 | 0.01 |  | 0.01 | -6.89 |  | -6.89 | 7.18 | 7.9 |  | 7.9 | 0.72 |  | 0.72 | 6.62 | 5.79 |  | 5.79 | -0.83 |  | -0.83
2020-03-24 04:00 | LONG | LONG | VoAA | 6.9 | 0.01 |  | 0.01 | -6.89 |  | -6.89 | 7.18 | 7.94 |  | 7.94 | 0.76 |  | 0.76 | 6.62 | 5.86 |  | 5.86 | -0.76 |  | -0.76
2020-03-24 05:00 | LONG | LONG | VoAA | 6.9 | 0.01 |  | 0.01 | -6.89 |  | -6.89 | 7.18 | 15.06 |  | 15.06 | 7.88 |  | 7.88 | 6.62 | 20.1 |  | 20.1 | 13.48 |  | 13.48
2020-03-24 06:00 | LONG | LONG | BALP | 6.9 | 0.01 |  | 0.01 | -6.89 |  | -6.89 | 7.18 | 0.01 |  | 0.01 | -7.17 |  | -7.17 | 6.62 | 0.01 |  | 0.01 | -6.61 |  | -6.61
2020-03-24 07:00 | LONG | LONG | BALP | 6.9 | 3.5 |  | 3.5 | -3.4 |  | -3.4 | 7.18 | 3.5 |  | 3.5 | -3.68 |  | -3.68 | 6.62 | 3.5 |  | 3.5 | -3.12 |  | -3.12
2020-03-24 08:00 | LONG | LONG | BALP | 6.9 | 4 |  | 4 | -2.9 |  | -2.9 | 7.18 | 4 |  | 4 | -3.18 |  | -3.18 | 6.62 | 4 |  | 4 | -2.62 |  | -2.62
2020-03-24 09:00 | SHORT | SHORT | BALP | 6.9 | 47.5 | 47.5 |  | 54.4 | 54.4 |  | 7.18 | 47.5 | 47.5 |  | 54.68 | 54.68 |  | 6.62 | 47.5 | 47.5 |  | 54.12 | 54.12
2020-03-24 10:00 | SHORT | LONG | BALP | 6.9 | 44.4 | 44.4 |  | 51.3 | 51.3 |  | 7.18 | 44.4 | 44.4 |  | 51.58 | 51.58 |  | 6.62 | 36.69 |  | 36.69 | 30.07 |  | 30.07
2020-03-24 11:00 | LONG | LONG | VoAA | 6.9 | 38.4 |  | 38.4 | 31.5 |  | 31.5 | 7.18 | 39.4 |  | 39.4 | 32.22 |  | 32.22 | 6.62 | 36.33 |  | 36.33 | 29.71 |  | 29.71
2020-03-24 12:00 | LONG | LONG | VoAA | 6.9 | 38.4 |  | 38.4 | 31.5 |  | 31.5 | 7.18 | 39.4 |  | 39.4 | 32.22 |  | 32.22 | 6.62 | 40.79 |  | 40.79 | 34.17 |  | 34.17
2020-03-24 13:00 | SHORT | SHORT | BALP | 6.9 | 47.6 | 47.6 |  | 54.5 | 54.5 |  | 7.18 | 47.6 | 47.6 |  | 54.78 | 54.78 |  | 6.62 | 47.6 | 47.6 |  | 54.22 | 54.22
2020-03-24 14:00 | SHORT | LONG | BALP | 6.9 | 54.4 | 54.4 |  | 61.3 | 61.3 |  | 7.18 | 54.4 | 54.4 |  | 61.58 | 61.58 |  | 6.62 | 40.59 |  | 40.59 | 33.97 |  | 33.97
2020-03-24 15:00 | LONG | LONG | VoAA | 6.9 | 0.01 |  | 0.01 | -6.89 |  | -6.89 | 7.18 | 20.21 |  | 20.21 | 13.03 |  | 13.03 | 6.62 | 38.33 |  | 38.33 | 31.71 |  | 31.71
2020-03-24 16:00 | LONG | LONG | BALP | 6.9 | 4.5 |  | 4.5 | -2.4 |  | -2.4 | 7.18 | 4.5 |  | 4.5 | -2.68 |  | -2.68 | 6.62 | 4.5 |  | 4.5 | -2.12 |  | -2.12
2020-03-24 17:00 | LONG | LONG | BALP | 6.9 | 4.5 |  | 4.5 | -2.4 |  | -2.4 | 7.18 | 4.5 |  | 4.5 | -2.68 |  | -2.68 | 6.62 | 4.5 |  | 4.5 | -2.12 |  | -2.12
2020-03-24 18:00 | LONG | LONG | BALP | 6.9 | 4.88 |  | 4.88 | -2.02 |  | -2.02 | 7.18 | 4.88 |  | 4.88 | -2.3 |  | -2.3 | 6.62 | 4.88 |  | 4.88 | -1.74 |  | -1.74
2020-03-24 19:00 | LONG | SHORT | BALP | 6.9 | 5.29 |  | 5.29 | -1.61 |  | -1.61 | 7.18 | 5.29 |  | 5.29 | -1.89 |  | -1.89 | 6.62 | 41.38 | 41.38 |  | 48 | 48
2020-03-24 20:00 | LONG | LONG | VoAA | 6.9 | 12 |  | 12 | 5.1 |  | 5.1 | 7.18 | 23.5 |  | 23.5 | 16.32 |  | 16.32 | 6.62 | 28.07 |  | 28.07 | 21.45 |  | 21.45
2020-03-24 21:00 | LONG | LONG | BALP | 6.9 | 8.43 |  | 8.43 | 1.53 |  | 1.53 | 7.18 | 8.43 |  | 8.43 | 1.25 |  | 1.25 | 6.62 | 8.43 |  | 8.43 | 1.81 |  | 1.81
2020-03-24 22:00 | LONG | SHORT | BALP | 6.9 | 11.2 |  | 11.2 | 4.3 |  | 4.3 | 7.18 | 11.2 |  | 11.2 | 4.02 |  | 4.02 | 6.62 | 25.05 | 25.05 |  | 31.67 | 31.67
2020-03-24 23:00 | SHORT | SHORT | BALP | 6.9 | 45 | 45 |  | 51.9 | 51.9 |  | 7.18 | 45 | 45 |  | 52.18 | 52.18 |  | 6.62 | 45 | 45 |  | 51.62 | 51.62
2020-03-25 | SHORT | SHORT | BALP | 6.9 | 45 | 45 |  | 51.9 | 51.9 |  | 7.18 | 45 | 45 |  | 52.18 | 52.18 |  | 6.62 | 45 | 45 |  | 51.62 | 51.62
2020-03-25 01:00 | SHORT | SHORT | BALP | 6.9 | 45 | 45 |  | 51.9 | 51.9 |  | 7.18 | 45 | 45 |  | 52.18 | 52.18 |  | 6.62 | 45 | 45 |  | 51.62 | 51.62
2020-03-25 02:00 | SHORT | SHORT | BALP | 6.9 | 45 | 45 |  | 51.9 | 51.9 |  | 7.18 | 45 | 45 |  | 52.18 | 52.18 |  | 6.62 | 45 | 45 |  | 51.62 | 51.62
2020-03-25 03:00 | SHORT | SHORT | BALP | 6.9 | 45 | 45 |  | 51.9 | 51.9 |  | 7.18 | 45 | 45 |  | 52.18 | 52.18 |  | 6.62 | 45 | 45 |  | 51.62 | 51.62
2020-03-25 04:00 | SHORT | SHORT | BALP | 6.9 | 45 | 45 |  | 51.9 | 51.9 |  | 7.18 | 45 | 45 |  | 52.18 | 52.18 |  | 6.62 | 45 | 45 |  | 51.62 | 51.62
2020-03-25 05:00 | SHORT | LONG | BALP | 6.9 | 5.75 | 5.75 |  | 12.65 | 12.65 |  | 7.18 | 5.75 | 5.75 |  | 12.93 | 12.93 |  | 6.62 | 5.75 |  | 5.75 | -0.87 |  | -0.87
2020-03-25 06:00 | LONG | LONG | BALP | 6.9 | 0.01 |  | 0.01 | -6.89 |  | -6.89 | 7.18 | 0.01 |  | 0.01 | -7.17 |  | -7.17 | 6.62 | 0.01 |  | 0.01 | -6.61 |  | -6.61
2020-03-25 07:00 | LONG | LONG | BALP | 6.9 | 3.34 |  | 3.34 | -3.56 |  | -3.56 | 7.18 | 3.34 |  | 3.34 | -3.84 |  | -3.84 | 6.62 | 3.34 |  | 3.34 | -3.28 |  | -3.28
2020-03-25 08:00 | SHORT | LONG | BALP | 6.9 | 33 | 33 |  | 39.9 | 39.9 |  | 7.18 | 33 | 33 |  | 40.18 | 40.18 |  | 6.62 | 17.62 |  | 17.62 | 11 |  | 11
2020-03-25 09:00 | SHORT | SHORT | BALP | 6.9 | 50.9 | 50.9 |  | 57.8 | 57.8 |  | 7.18 | 50.9 | 50.9 |  | 58.08 | 58.08 |  | 6.62 | 50.9 | 50.9 |  | 57.52 | 57.52
2020-03-25 10:00 | LONG | LONG | BALP | 6.9 | 34.9 |  | 34.9 | 28 |  | 28 | 7.18 | 34.9 |  | 34.9 | 27.72 |  | 27.72 | 6.62 | 34.9 |  | 34.9 | 28.28 |  | 28.28
2020-03-25 11:00 | LONG | LONG | BALP | 6.9 | 4 |  | 4 | -2.9 |  | -2.9 | 7.18 | 4 |  | 4 | -3.18 |  | -3.18 | 6.62 | 4 |  | 4 | -2.62 |  | -2.62
2020-03-25 12:00 | SHORT | SHORT | VoAA | 6.9 | 30 | 30 |  | 36.9 | 36.9 |  | 7.18 | 15.01 | 15.01 |  | 22.19 | 22.19 |  | 6.62 | 25.01 | 25.01 |  | 31.63 | 31.63
2020-03-25 13:00 | SHORT | SHORT | BALP | 6.9 | 50.9 | 50.9 |  | 57.8 | 57.8 |  | 7.18 | 50.9 | 50.9 |  | 58.08 | 58.08 |  | 6.62 | 50.9 | 50.9 |  | 57.52 | 57.52
2020-03-25 14:00 | SHORT | LONG | BALP | 6.9 | 50.9 | 50.9 |  | 57.8 | 57.8 |  | 7.18 | 50.9 | 50.9 |  | 58.08 | 58.08 |  | 6.62 | 25.01 |  | 25.01 | 18.39 |  | 18.39
2020-03-25 15:00 | LONG | LONG | BALP | 6.9 | 3.76 |  | 3.76 | -3.14 |  | -3.14 | 7.18 | 3.76 |  | 3.76 | -3.42 |  | -3.42 | 6.62 | 3.76 |  | 3.76 | -2.86 |  | -2.86
2020-03-25 16:00 | LONG | LONG | BALP | 6.9 | 10 |  | 10 | 3.1 |  | 3.1 | 7.18 | 10 |  | 10 | 2.82 |  | 2.82 | 6.62 | 10 |  | 10 | 3.38 |  | 3.38
2020-03-25 17:00 | LONG | LONG | BALP | 6.9 | 3 |  | 3 | -3.9 |  | -3.9 | 7.18 | 3 |  | 3 | -4.18 |  | -4.18 | 6.62 | 3 |  | 3 | -3.62 |  | -3.62
2020-03-25 18:00 | SHORT | SHORT | BALP | 6.9 | 33 | 33 |  | 39.9 | 39.9 |  | 7.18 | 33 | 33 |  | 40.18 | 40.18 |  | 6.62 | 33 | 33 |  | 39.62 | 39.62
2020-03-25 19:00 | SHORT | SHORT | BALP | 6.9 | 65 | 65 |  | 71.9 | 71.9 |  | 7.18 | 65 | 65 |  | 72.18 | 72.18 |  | 6.62 | 65 | 65 |  | 71.62 | 71.62
2020-03-25 20:00 | SHORT | SHORT | BALP | 6.9 | 95 | 95 |  | 101.9 | 101.9 |  | 7.18 | 95 | 95 |  | 102.18 | 102.18 |  | 6.62 | 95 | 95 |  | 101.62 | 101.62
2020-03-25 21:00 | SHORT | SHORT | BALP | 6.9 | 65 | 65 |  | 71.9 | 71.9 |  | 7.18 | 65 | 65 |  | 72.18 | 72.18 |  | 6.62 | 65 | 65 |  | 71.62 | 71.62
2020-03-25 22:00 | SHORT | SHORT | BALP | 6.9 | 95 | 95 |  | 101.9 | 101.9 |  | 7.18 | 95 | 95 |  | 102.18 | 102.18 |  | 6.62 | 95 | 95 |  | 101.62 | 101.62
2020-03-25 23:00 | SHORT | SHORT | BALP | 6.9 | 65 | 65 |  | 71.9 | 71.9 |  | 7.18 | 65 | 65 |  | 72.18 | 72.18 |  | 6.62 | 65 | 65 |  | 71.62 | 71.62
2020-03-26 | SHORT | SHORT | VoAA | 6.9 | 37 | 37 |  | 43.9 | 43.9 |  | 7.18 | 18.51 | 18.51 |  | 25.69 | 25.69 |  | 6.62 | 6.45 | 6.45 |  | 13.07 | 13.07
2020-03-26 01:00 | SHORT | SHORT | BALP | 6.9 | 95 | 95 |  | 101.9 | 101.9 |  | 7.18 | 95 | 95 |  | 102.18 | 102.18 |  | 6.62 | 95 | 95 |  | 101.62 | 101.62
2020-03-26 02:00 | LONG | LONG | VoAA | 6.9 | 35 |  | 35 | 28.1 |  | 28.1 | 7.18 | 25.6 |  | 25.6 | 18.42 |  | 18.42 | 6.62 | 6.19 |  | 6.19 | -0.43 |  | -0.43
2020-03-26 03:00 | LONG | LONG | VoAA | 6.9 | 35 |  | 35 | 28.1 |  | 28.1 | 7.18 | 25.62 |  | 25.62 | 18.44 |  | 18.44 | 6.62 | 6.24 |  | 6.24 | -0.38 |  | -0.38
2020-03-26 04:00 | LONG | LONG | VoAA | 6.9 | 35 |  | 35 | 28.1 |  | 28.1 | 7.18 | 25.68 |  | 25.68 | 18.5 |  | 18.5 | 6.62 | 6.35 |  | 6.35 | -0.27 |  | -0.27
2020-03-26 05:00 | LONG | LONG | VoAA | 6.9 | 35 |  | 35 | 28.1 |  | 28.1 | 7.18 | 25.74 |  | 25.74 | 18.56 |  | 18.56 | 6.62 | 6.47 |  | 6.47 | -0.15 |  | -0.15
2020-03-26 06:00 | SHORT | SHORT | BALP | 6.9 | 10.61 | 10.61 |  | 17.51 | 17.51 |  | 7.18 | 10.61 | 10.61 |  | 17.79 | 17.79 |  | 6.62 | 10.61 | 10.61 |  | 17.23 | 17.23
2020-03-26 07:00 | LONG | LONG | BALP | 6.9 | 4 |  | 4 | -2.9 |  | -2.9 | 7.18 | 4 |  | 4 | -3.18 |  | -3.18 | 6.62 | 4 |  | 4 | -2.62 |  | -2.62
2020-03-26 08:00 | LONG | LONG | VoAA | 6.9 | 10 |  | 10 | 3.1 |  | 3.1 | 7.18 | 23.5 |  | 23.5 | 16.32 |  | 16.32 | 6.62 | 37.23 |  | 37.23 | 30.61 |  | 30.61
2020-03-26 09:00 | SHORT | LONG | BALP | 6.9 | 43.3 | 43.3 |  | 50.2 | 50.2 |  | 7.18 | 43.3 | 43.3 |  | 50.48 | 50.48 |  | 6.62 | 36.91 |  | 36.91 | 30.29 |  | 30.29
2020-03-26 10:00 | LONG | LONG | VoAA | 6.9 | 10 |  | 10 | 3.1 |  | 3.1 | 7.18 | 23.5 |  | 23.5 | 16.32 |  | 16.32 | 6.62 | 36.92 |  | 36.92 | 30.3 |  | 30.3
2020-03-26 11:00 | LONG | LONG | BALP | 6.9 | 10 |  | 10 | 3.1 |  | 3.1 | 7.18 | 10 |  | 10 | 2.82 |  | 2.82 | 6.62 | 10 |  | 10 | 3.38 |  | 3.38
2020-03-26 12:00 | LONG | LONG | BALP | 6.9 | 0.01 |  | 0.01 | -6.89 |  | -6.89 | 7.18 | 0.01 |  | 0.01 | -7.17 |  | -7.17 | 6.62 | 0.01 |  | 0.01 | -6.61 |  | -6.61
2020-03-26 13:00 | LONG | LONG | BALP | 6.9 | 0.01 |  | 0.01 | -6.89 |  | -6.89 | 7.18 | 0.01 |  | 0.01 | -7.17 |  | -7.17 | 6.62 | 0.01 |  | 0.01 | -6.61 |  | -6.61
2020-03-26 14:00 | LONG | LONG | VoAA | 6.9 | 35 |  | 35 | 28.1 |  | 28.1 | 7.18 | 36 |  | 36 | 28.82 |  | 28.82 | 6.62 | 37.01 |  | 37.01 | 30.39 |  | 30.39
2020-03-26 15:00 | LONG | LONG | VoAA | 6.9 | 35 |  | 35 | 28.1 |  | 28.1 | 7.18 | 36 |  | 36 | 28.82 |  | 28.82 | 6.62 | 35.59 |  | 35.59 | 28.97 |  | 28.97
2020-03-26 16:00 | SHORT | SHORT | BALP | 6.9 | 51 | 51 |  | 57.9 | 57.9 |  | 7.18 | 51 | 51 |  | 58.18 | 58.18 |  | 6.62 | 51 | 51 |  | 57.62 | 57.62
2020-03-26 17:00 | LONG | LONG | VoAA | 6.9 | 35 |  | 35 | 28.1 |  | 28.1 | 7.18 | 35 |  | 35 | 27.82 |  | 27.82 | 6.62 | 24.03 |  | 24.03 | 17.41 |  | 17.41
2020-03-26 18:00 | LONG | LONG | BALP | 6.9 | 4.67 |  | 4.67 | -2.23 |  | -2.23 | 7.18 | 4.67 |  | 4.67 | -2.51 |  | -2.51 | 6.62 | 4.67 |  | 4.67 | -1.95 |  | -1.95
2020-03-26 19:00 | SHORT | SHORT | BALP | 6.9 | 95 | 95 |  | 101.9 | 101.9 |  | 7.18 | 95 | 95 |  | 102.18 | 102.18 |  | 6.62 | 95 | 95 |  | 101.62 | 101.62
2020-03-26 20:00 | LONG | LONG | BALP | 6.9 | 4.2 |  | 4.2 | -2.7 |  | -2.7 | 7.18 | 4.2 |  | 4.2 | -2.98 |  | -2.98 | 6.62 | 4.2 |  | 4.2 | -2.42 |  | -2.42
2020-03-26 21:00 | SHORT | SHORT | BALP | 6.9 | 51 | 51 |  | 57.9 | 57.9 |  | 7.18 | 51 | 51 |  | 58.18 | 58.18 |  | 6.62 | 51 | 51 |  | 57.62 | 57.62
2020-03-26 22:00 | SHORT | SHORT | VoAA | 6.9 | 33.8 | 33.8 |  | 40.7 | 40.7 |  | 7.18 | 34.4 | 34.4 |  | 41.58 | 41.58 |  | 6.62 | 26.03 | 26.03 |  | 32.65 | 32.65
2020-03-26 23:00 | LONG | LONG | VoAA | 6.9 | 35 |  | 35 | 28.1 |  | 28.1 | 7.18 | 27.11 |  | 27.11 | 19.93 |  | 19.93 | 6.62 | 9.22 |  | 9.22 | 2.6 |  | 2.6
2020-03-27 | SHORT | SHORT | VoAA | 6.9 | 16.28 | 16.28 |  | 23.18 | 23.18 |  | 7.18 | 25.64 | 25.64 |  | 32.82 | 32.82 |  | 6.62 | 6.28 | 6.28 |  | 12.9 | 12.9
2020-03-27 01:00 | SHORT | SHORT | BALP | 6.9 | 51 | 51 |  | 57.9 | 57.9 |  | 7.18 | 51 | 51 |  | 58.18 | 58.18 |  | 6.62 | 51 | 51 |  | 57.62 | 57.62
2020-03-27 02:00 | SHORT | SHORT | BALP | 6.9 | 51 | 51 |  | 57.9 | 57.9 |  | 7.18 | 51 | 51 |  | 58.18 | 58.18 |  | 6.62 | 51 | 51 |  | 57.62 | 57.62
2020-03-27 03:00 | SHORT | SHORT | BALP | 6.9 | 51 | 51 |  | 57.9 | 57.9 |  | 7.18 | 51 | 51 |  | 58.18 | 58.18 |  | 6.62 | 51 | 51 |  | 57.62 | 57.62
2020-03-27 04:00 | SHORT | SHORT | BALP | 6.9 | 75 | 75 |  | 81.9 | 81.9 |  | 7.18 | 75 | 75 |  | 82.18 | 82.18 |  | 6.62 | 75 | 75 |  | 81.62 | 81.62
2020-03-27 05:00 | SHORT | SHORT | BALP | 6.9 | 51 | 51 |  | 57.9 | 57.9 |  | 7.18 | 51 | 51 |  | 58.18 | 58.18 |  | 6.62 | 51 | 51 |  | 57.62 | 57.62
2020-03-27 06:00 | LONG | LONG | VoAA | 6.9 | 35 |  | 35 | 28.1 |  | 28.1 | 7.18 | 32.5 |  | 32.5 | 25.32 |  | 25.32 | 6.62 | 11 |  | 11 | 4.38 |  | 4.38
2020-03-27 07:00 | LONG | LONG | BALP | 6.9 | 24.06 |  | 24.06 | 17.16 |  | 17.16 | 7.18 | 24.06 |  | 24.06 | 16.88 |  | 16.88 | 6.62 | 24.06 |  | 24.06 | 17.44 |  | 17.44
2020-03-27 08:00 | LONG | LONG | BALP | 6.9 | 26.95 |  | 26.95 | 20.05 |  | 20.05 | 7.18 | 26.95 |  | 26.95 | 19.77 |  | 19.77 | 6.62 | 26.95 |  | 26.95 | 20.33 |  | 20.33
2020-03-27 09:00 | SHORT | SHORT | BALP | 6.9 | 50 | 50 |  | 56.9 | 56.9 |  | 7.18 | 50 | 50 |  | 57.18 | 57.18 |  | 6.62 | 50 | 50 |  | 56.62 | 56.62
2020-03-27 10:00 | SHORT | SHORT | BALP | 6.9 | 50 | 50 |  | 56.9 | 56.9 |  | 7.18 | 50 | 50 |  | 57.18 | 57.18 |  | 6.62 | 50 | 50 |  | 56.62 | 56.62
2020-03-27 11:00 | SHORT | SHORT | BALP | 6.9 | 51 | 51 |  | 57.9 | 57.9 |  | 7.18 | 51 | 51 |  | 58.18 | 58.18 |  | 6.62 | 51 | 51 |  | 57.62 | 57.62
2020-03-27 12:00 | SHORT | LONG | BALP | 6.9 | 51 | 51 |  | 57.9 | 57.9 |  | 7.18 | 51 | 51 |  | 58.18 | 58.18 |  | 6.62 | 35.21 |  | 35.21 | 28.59 |  | 28.59
2020-03-27 13:00 | LONG | LONG | BALP | 6.9 | 13.74 |  | 13.74 | 6.84 |  | 6.84 | 7.18 | 13.74 |  | 13.74 | 6.56 |  | 6.56 | 6.62 | 13.74 |  | 13.74 | 7.12 |  | 7.12
2020-03-27 14:00 | SHORT | SHORT | BALP | 6.9 | 42.3 | 42.3 |  | 49.2 | 49.2 |  | 7.18 | 42.3 | 42.3 |  | 49.48 | 49.48 |  | 6.62 | 42.3 | 42.3 |  | 48.92 | 48.92
2020-03-27 15:00 | SHORT | SHORT | BALP | 6.9 | 41.8 | 41.8 |  | 48.7 | 48.7 |  | 7.18 | 41.8 | 41.8 |  | 48.98 | 48.98 |  | 6.62 | 41.8 | 41.8 |  | 48.42 | 48.42
2020-03-27 16:00 | SHORT | SHORT | BALP | 6.9 | 51 | 51 |  | 57.9 | 57.9 |  | 7.18 | 51 | 51 |  | 58.18 | 58.18 |  | 6.62 | 51 | 51 |  | 57.62 | 57.62
2020-03-27 17:00 | SHORT | SHORT | BALP | 6.9 | 94 | 94 |  | 100.9 | 100.9 |  | 7.18 | 94 | 94 |  | 101.18 | 101.18 |  | 6.62 | 94 | 94 |  | 100.62 | 100.62
2020-03-27 18:00 | SHORT | SHORT | BALP | 6.9 | 55 | 55 |  | 61.9 | 61.9 |  | 7.18 | 55 | 55 |  | 62.18 | 62.18 |  | 6.62 | 55 | 55 |  | 61.62 | 61.62
2020-03-27 19:00 | SHORT | SHORT | BALP | 6.9 | 95 | 95 |  | 101.9 | 101.9 |  | 7.18 | 95 | 95 |  | 102.18 | 102.18 |  | 6.62 | 95 | 95 |  | 101.62 | 101.62
2020-03-27 20:00 | SHORT | SHORT | BALP | 6.9 | 95 | 95 |  | 101.9 | 101.9 |  | 7.18 | 95 | 95 |  | 102.18 | 102.18 |  | 6.62 | 95 | 95 |  | 101.62 | 101.62
2020-03-27 21:00 | SHORT | SHORT | BALP | 6.9 | 95 | 95 |  | 101.9 | 101.9 |  | 7.18 | 95 | 95 |  | 102.18 | 102.18 |  | 6.62 | 95 | 95 |  | 101.62 | 101.62
2020-03-27 22:00 | SHORT | SHORT | BALP | 6.9 | 122.5 | 122.5 |  | 129.4 | 129.4 |  | 7.18 | 122.5 | 122.5 |  | 129.68 | 129.68 |  | 6.62 | 122.5 | 122.5 |  | 129.12 | 129.12
2020-03-27 23:00 | SHORT | SHORT | BALP | 6.9 | 200 | 200 |  | 206.9 | 206.9 |  | 7.18 | 200 | 200 |  | 207.18 | 207.18 |  | 6.62 | 200 | 200 |  | 206.62 | 206.62
2020-03-28 | SHORT | SHORT | BALP | 6.9 | 140 | 140 |  | 146.9 | 146.9 |  | 7.18 | 140 | 140 |  | 147.18 | 147.18 |  | 6.62 | 140 | 140 |  | 146.62 | 146.62
2020-03-28 01:00 | SHORT | SHORT | BALP | 6.9 | 94 | 94 |  | 100.9 | 100.9 |  | 7.18 | 94 | 94 |  | 101.18 | 101.18 |  | 6.62 | 94 | 94 |  | 100.62 | 100.62
2020-03-28 02:00 | LONG | LONG | BALP | 6.9 | 3 |  | 3 | -3.9 |  | -3.9 | 7.18 | 3 |  | 3 | -4.18 |  | -4.18 | 6.62 | 3 |  | 3 | -3.62 |  | -3.62
2020-03-28 03:00 | LONG | LONG | BALP | 6.9 | 3 |  | 3 | -3.9 |  | -3.9 | 7.18 | 3 |  | 3 | -4.18 |  | -4.18 | 6.62 | 3 |  | 3 | -3.62 |  | -3.62
2020-03-28 04:00 | LONG | LONG | BALP | 6.9 | 3 |  | 3 | -3.9 |  | -3.9 | 7.18 | 3 |  | 3 | -4.18 |  | -4.18 | 6.62 | 3 |  | 3 | -3.62 |  | -3.62
2020-03-28 05:00 | LONG | LONG | VoAA | 6.9 | 35.5 |  | 35.5 | 28.6 |  | 28.6 | 7.18 | 25.43 |  | 25.43 | 18.25 |  | 18.25 | 6.62 | 5.36 |  | 5.36 | -1.26 |  | -1.26
2020-03-28 06:00 | LONG | LONG | VoAA | 6.9 | 35.5 |  | 35.5 | 28.6 |  | 28.6 | 7.18 | 25.44 |  | 25.44 | 18.26 |  | 18.26 | 6.62 | 5.38 |  | 5.38 | -1.24 |  | -1.24
2020-03-28 07:00 | SHORT | SHORT | VoAA | 6.9 | 31 | 31 |  | 37.9 | 37.9 |  | 7.18 | 33.25 | 33.25 |  | 40.43 | 40.43 |  | 6.62 | 21 | 21 |  | 27.62 | 27.62
2020-03-28 08:00 | SHORT | SHORT | VoAA | 6.9 | 33.21 | 33.21 |  | 40.11 | 40.11 |  | 7.18 | 34.36 | 34.36 |  | 41.54 | 41.54 |  | 6.62 | 23.21 | 23.21 |  | 29.83 | 29.83
2020-03-28 09:00 | LONG | LONG | VoAA | 6.9 | 35.5 |  | 35.5 | 28.6 |  | 28.6 | 7.18 | 35.28 |  | 35.28 | 28.1 |  | 28.1 | 6.62 | 25.06 |  | 25.06 | 18.44 |  | 18.44
2020-03-28 10:00 | LONG | LONG | BALP | 6.9 | 0.01 |  | 0.01 | -6.89 |  | -6.89 | 7.18 | 0.01 |  | 0.01 | -7.17 |  | -7.17 | 6.62 | 0.01 |  | 0.01 | -6.61 |  | -6.61
2020-03-28 11:00 | LONG | LONG | BALP | 6.9 | 0.01 |  | 0.01 | -6.89 |  | -6.89 | 7.18 | 0.01 |  | 0.01 | -7.17 |  | -7.17 | 6.62 | 0.01 |  | 0.01 | -6.61 |  | -6.61
2020-03-28 12:00 | LONG | LONG | BALP | 6.9 | 0.01 |  | 0.01 | -6.89 |  | -6.89 | 7.18 | 0.01 |  | 0.01 | -7.17 |  | -7.17 | 6.62 | 0.01 |  | 0.01 | -6.61 |  | -6.61
2020-03-28 13:00 | LONG | LONG | BALP | 6.9 | 2.5 |  | 2.5 | -4.4 |  | -4.4 | 7.18 | 2.5 |  | 2.5 | -4.68 |  | -4.68 | 6.62 | 2.5 |  | 2.5 | -4.12 |  | -4.12
2020-03-28 14:00 | LONG | LONG | BALP | 6.9 | 0.01 |  | 0.01 | -6.89 |  | -6.89 | 7.18 | 0.01 |  | 0.01 | -7.17 |  | -7.17 | 6.62 | 0.01 |  | 0.01 | -6.61 |  | -6.61
2020-03-28 15:00 | LONG | LONG | BALP | 6.9 | 0.01 |  | 0.01 | -6.89 |  | -6.89 | 7.18 | 0.01 |  | 0.01 | -7.17 |  | -7.17 | 6.62 | 0.01 |  | 0.01 | -6.61 |  | -6.61
2020-03-28 16:00 | LONG | LONG | BALP | 6.9 | 1.72 |  | 1.72 | -5.18 |  | -5.18 | 7.18 | 1.72 |  | 1.72 | -5.46 |  | -5.46 | 6.62 | 1.72 |  | 1.72 | -4.9 |  | -4.9
2020-03-28 17:00 | LONG | LONG | BALP | 6.9 | 1.4 |  | 1.4 | -5.5 |  | -5.5 | 7.18 | 1.4 |  | 1.4 | -5.78 |  | -5.78 | 6.62 | 1.4 |  | 1.4 | -5.22 |  | -5.22
2020-03-28 18:00 | LONG | LONG | BALP | 6.9 | 35.5 |  | 35.5 | 28.6 |  | 28.6 | 7.18 | 35.5 |  | 35.5 | 28.32 |  | 28.32 | 6.62 | 35.5 |  | 35.5 | 28.88 |  | 28.88
2020-03-28 19:00 | LONG | LONG | BALP | 6.9 | 24.5 |  | 24.5 | 17.6 |  | 17.6 | 7.18 | 24.5 |  | 24.5 | 17.32 |  | 17.32 | 6.62 | 24.5 |  | 24.5 | 17.88 |  | 17.88
2020-03-28 20:00 | LONG | LONG | BALP | 6.9 | 8.62 |  | 8.62 | 1.72 |  | 1.72 | 7.18 | 8.62 |  | 8.62 | 1.44 |  | 1.44 | 6.62 | 8.62 |  | 8.62 | 2 |  | 2
2020-03-28 21:00 | LONG | LONG | BALP | 6.9 | 0.01 |  | 0.01 | -6.89 |  | -6.89 | 7.18 | 0.01 |  | 0.01 | -7.17 |  | -7.17 | 6.62 | 0.01 |  | 0.01 | -6.61 |  | -6.61
2020-03-28 22:00 | LONG | LONG | BALP | 6.9 | 0.01 |  | 0.01 | -6.89 |  | -6.89 | 7.18 | 0.01 |  | 0.01 | -7.17 |  | -7.17 | 6.62 | 0.01 |  | 0.01 | -6.61 |  | -6.61
2020-03-28 23:00 | LONG | LONG | BALP | 6.9 | 0.01 |  | 0.01 | -6.89 |  | -6.89 | 7.18 | 0.01 |  | 0.01 | -7.17 |  | -7.17 | 6.62 | 0.01 |  | 0.01 | -6.61 |  | -6.61
2020-03-29 | LONG | LONG | BALP | 6.9 | 0.01 |  | 0.01 | -6.89 |  | -6.89 | 7.18 | 0.01 |  | 0.01 | -7.17 |  | -7.17 | 6.62 | 0.01 |  | 0.01 | -6.61 |  | -6.61
2020-03-29 01:00 | LONG | LONG | BALP | 6.9 | -10.93 |  | -10.93 | -17.83 |  | -17.83 | 7.18 | -10.93 |  | -10.93 | -18.11 |  | -18.11 | 6.62 | -10.93 |  | -10.93 | -17.55 |  | -17.55
2020-03-29 02:00 | LONG | LONG | BALP | 6.9 | 4.44 |  | 4.44 | -2.46 |  | -2.46 | 7.18 | 4.44 |  | 4.44 | -2.74 |  | -2.74 | 6.62 | 4.44 |  | 4.44 | -2.18 |  | -2.18
2020-03-29 03:00 | 0 | 0 | 0 | 0 | 0 |  |  | 0 |  |  | 7.18 | 0 |  |  | -7.18 |  |  | 0 | 0 |  |  | 0
2020-03-29 04:00 | LONG | LONG | BALP | 6.9 | -10.93 |  | -10.93 | -17.83 |  | -17.83 | 7.18 | -10.93 |  | -10.93 | -18.11 |  | -18.11 | 6.62 | -10.93 |  | -10.93 | -17.55 |  | -17.55
2020-03-29 05:00 | LONG | LONG | BALP | 6.9 | 0.67 |  | 0.67 | -6.23 |  | -6.23 | 7.18 | 0.67 |  | 0.67 | -6.51 |  | -6.51 | 6.62 | 0.67 |  | 0.67 | -5.95 |  | -5.95
2020-03-29 06:00 | LONG | LONG | BALP | 6.9 | 1.7 |  | 1.7 | -5.2 |  | -5.2 | 7.18 | 1.7 |  | 1.7 | -5.48 |  | -5.48 | 6.62 | 1.7 |  | 1.7 | -4.92 |  | -4.92
2020-03-29 07:00 | LONG | LONG | BALP | 6.9 | 3.78 |  | 3.78 | -3.12 |  | -3.12 | 7.18 | 3.78 |  | 3.78 | -3.4 |  | -3.4 | 6.62 | 3.78 |  | 3.78 | -2.84 |  | -2.84
2020-03-29 08:00 | LONG | LONG | BALP | 6.9 | 0.01 |  | 0.01 | -6.89 |  | -6.89 | 7.18 | 0.01 |  | 0.01 | -7.17 |  | -7.17 | 6.62 | 0.01 |  | 0.01 | -6.61 |  | -6.61
2020-03-29 09:00 | LONG | LONG | BALP | 6.9 | 0.01 |  | 0.01 | -6.89 |  | -6.89 | 7.18 | 0.01 |  | 0.01 | -7.17 |  | -7.17 | 6.62 | 0.01 |  | 0.01 | -6.61 |  | -6.61
2020-03-29 10:00 | LONG | LONG | BALP | 6.9 | 16.4 |  | 16.4 | 9.5 |  | 9.5 | 7.18 | 16.4 |  | 16.4 | 9.22 |  | 9.22 | 6.62 | 16.4 |  | 16.4 | 9.78 |  | 9.78
2020-03-29 11:00 | LONG | LONG | BALP | 6.9 | 4.82 |  | 4.82 | -2.08 |  | -2.08 | 7.18 | 4.82 |  | 4.82 | -2.36 |  | -2.36 | 6.62 | 4.82 |  | 4.82 | -1.8 |  | -1.8
2020-03-29 12:00 | SHORT | LONG | BALP | 6.9 | 95 | 95 |  | 101.9 | 101.9 |  | 7.18 | 95 | 95 |  | 102.18 | 102.18 |  | 6.62 | 17.36 |  | 17.36 | 10.74 |  | 10.74
2020-03-29 13:00 | LONG | LONG | BALP | 6.9 | 4.84 |  | 4.84 | -2.06 |  | -2.06 | 7.18 | 4.84 |  | 4.84 | -2.34 |  | -2.34 | 6.62 | 4.84 |  | 4.84 | -1.78 |  | -1.78
2020-03-29 14:00 | LONG | LONG | BALP | 6.9 | 3 |  | 3 | -3.9 |  | -3.9 | 7.18 | 3 |  | 3 | -4.18 |  | -4.18 | 6.62 | 3 |  | 3 | -3.62 |  | -3.62
2020-03-29 15:00 | LONG | LONG | BALP | 6.9 | 1.27 |  | 1.27 | -5.63 |  | -5.63 | 7.18 | 1.27 |  | 1.27 | -5.91 |  | -5.91 | 6.62 | 1.27 |  | 1.27 | -5.35 |  | -5.35
2020-03-29 16:00 | LONG | LONG | BALP | 6.9 | 1.27 |  | 1.27 | -5.63 |  | -5.63 | 7.18 | 1.27 |  | 1.27 | -5.91 |  | -5.91 | 6.62 | 1.27 |  | 1.27 | -5.35 |  | -5.35
2020-03-29 17:00 | LONG | LONG | BALP | 6.9 | 0.01 |  | 0.01 | -6.89 |  | -6.89 | 7.18 | 0.01 |  | 0.01 | -7.17 |  | -7.17 | 6.62 | 0.01 |  | 0.01 | -6.61 |  | -6.61
2020-03-29 18:00 | LONG | LONG | BALP | 6.9 | 2.97 |  | 2.97 | -3.93 |  | -3.93 | 7.18 | 2.97 |  | 2.97 | -4.21 |  | -4.21 | 6.62 | 2.97 |  | 2.97 | -3.65 |  | -3.65
2020-03-29 19:00 | LONG | LONG | BALP | 6.9 | 2.1 |  | 2.1 | -4.8 |  | -4.8 | 7.18 | 2.1 |  | 2.1 | -5.08 |  | -5.08 | 6.62 | 2.1 |  | 2.1 | -4.52 |  | -4.52
2020-03-29 20:00 | SHORT | SHORT | BALP | 6.9 | 60 | 60 |  | 66.9 | 66.9 |  | 7.18 | 60 | 60 |  | 67.18 | 67.18 |  | 6.62 | 60 | 60 |  | 66.62 | 66.62
2020-03-29 21:00 | SHORT | SHORT | BALP | 6.9 | 60 | 60 |  | 66.9 | 66.9 |  | 7.18 | 60 | 60 |  | 67.18 | 67.18 |  | 6.62 | 60 | 60 |  | 66.62 | 66.62
2020-03-29 22:00 | SHORT | SHORT | BALP | 6.9 | 60 | 60 |  | 66.9 | 66.9 |  | 7.18 | 60 | 60 |  | 67.18 | 67.18 |  | 6.62 | 60 | 60 |  | 66.62 | 66.62
2020-03-29 23:00 | SHORT | LONG | BALP | 6.9 | 50.6 | 50.6 |  | 57.5 | 57.5 |  | 7.18 | 50.6 | 50.6 |  | 57.78 | 57.78 |  | 6.62 | 25.02 |  | 25.02 | 18.4 |  | 18.4
2020-03-30 | LONG | LONG | BALP | 6.9 | 0.01 |  | 0.01 | -6.89 |  | -6.89 | 7.18 | 0.01 |  | 0.01 | -7.17 |  | -7.17 | 6.62 | 0.01 |  | 0.01 | -6.61 |  | -6.61
2020-03-30 01:00 | SHORT | SHORT | BALP | 6.9 | 60 | 60 |  | 66.9 | 66.9 |  | 7.18 | 60 | 60 |  | 67.18 | 67.18 |  | 6.62 | 60 | 60 |  | 66.62 | 66.62
2020-03-30 02:00 | SHORT | SHORT | BALP | 6.9 | 60 | 60 |  | 66.9 | 66.9 |  | 7.18 | 60 | 60 |  | 67.18 | 67.18 |  | 6.62 | 60 | 60 |  | 66.62 | 66.62
2020-03-30 03:00 | SHORT | SHORT | BALP | 6.9 | 60 | 60 |  | 66.9 | 66.9 |  | 7.18 | 60 | 60 |  | 67.18 | 67.18 |  | 6.62 | 60 | 60 |  | 66.62 | 66.62
2020-03-30 04:00 | SHORT | SHORT | BALP | 6.9 | 20 | 20 |  | 26.9 | 26.9 |  | 7.18 | 20 | 20 |  | 27.18 | 27.18 |  | 6.62 | 20 | 20 |  | 26.62 | 26.62
2020-03-30 05:00 | LONG | SHORT | BALP | 6.9 | 20.01 |  | 20.01 | 13.11 |  | 13.11 | 7.18 | 20.01 |  | 20.01 | 12.83 |  | 12.83 | 6.62 | 20.01 | 20.01 |  | 26.63 | 26.63
2020-03-30 06:00 | SHORT | SHORT | BALP | 6.9 | 60 | 60 |  | 66.9 | 66.9 |  | 7.18 | 60 | 60 |  | 67.18 | 67.18 |  | 6.62 | 60 | 60 |  | 66.62 | 66.62
2020-03-30 07:00 | SHORT | SHORT | BALP | 6.9 | 30.4 | 30.4 |  | 37.3 | 37.3 |  | 7.18 | 30.4 | 30.4 |  | 37.58 | 37.58 |  | 6.62 | 30.4 | 30.4 |  | 37.02 | 37.02
2020-03-30 08:00 | SHORT | SHORT | BALP | 6.9 | 60 | 60 |  | 66.9 | 66.9 |  | 7.18 | 60 | 60 |  | 67.18 | 67.18 |  | 6.62 | 60 | 60 |  | 66.62 | 66.62
2020-03-30 09:00 | SHORT | SHORT | BALP | 6.9 | 48 | 48 |  | 54.9 | 54.9 |  | 7.18 | 48 | 48 |  | 55.18 | 55.18 |  | 6.62 | 48 | 48 |  | 54.62 | 54.62
2020-03-30 10:00 | SHORT | LONG | BALP | 6.9 | 33.7 | 33.7 |  | 40.6 | 40.6 |  | 7.18 | 33.7 | 33.7 |  | 40.88 | 40.88 |  | 6.62 | 28.09 |  | 28.09 | 21.47 |  | 21.47
2020-03-30 11:00 | SHORT | SHORT | BALP | 6.9 | 28.07 | 28.07 |  | 34.97 | 34.97 |  | 7.18 | 28.07 | 28.07 |  | 35.25 | 35.25 |  | 6.62 | 28.07 | 28.07 |  | 34.69 | 34.69
2020-03-30 12:00 | SHORT | SHORT | BALP | 6.9 | 36.6 | 36.6 |  | 43.5 | 43.5 |  | 7.18 | 36.6 | 36.6 |  | 43.78 | 43.78 |  | 6.62 | 36.6 | 36.6 |  | 43.22 | 43.22
2020-03-30 13:00 | SHORT | SHORT | BALP | 6.9 | 95 | 95 |  | 101.9 | 101.9 |  | 7.18 | 95 | 95 |  | 102.18 | 102.18 |  | 6.62 | 95 | 95 |  | 101.62 | 101.62
2020-03-30 14:00 | SHORT | SHORT | BALP | 6.9 | 68 | 68 |  | 74.9 | 74.9 |  | 7.18 | 68 | 68 |  | 75.18 | 75.18 |  | 6.62 | 68 | 68 |  | 74.62 | 74.62
2020-03-30 15:00 | LONG | LONG | VoAA | 6.9 | 0.01 |  | 0.01 | -6.89 |  | -6.89 | 7.18 | 16.36 |  | 16.36 | 9.18 |  | 9.18 | 6.62 | 28.08 |  | 28.08 | 21.46 |  | 21.46
2020-03-30 16:00 | LONG | LONG | BALP | 6.9 | 0.01 |  | 0.01 | -6.89 |  | -6.89 | 7.18 | 0.01 |  | 0.01 | -7.17 |  | -7.17 | 6.62 | 0.01 |  | 0.01 | -6.61 |  | -6.61
2020-03-30 17:00 | LONG | LONG | BALP | 6.9 | 0.01 |  | 0.01 | -6.89 |  | -6.89 | 7.18 | 0.01 |  | 0.01 | -7.17 |  | -7.17 | 6.62 | 0.01 |  | 0.01 | -6.61 |  | -6.61
2020-03-30 18:00 | LONG | LONG | VoAA | 6.9 | 0.01 |  | 0.01 | -6.89 |  | -6.89 | 7.18 | 17.52 |  | 17.52 | 10.34 |  | 10.34 | 6.62 | 25.03 |  | 25.03 | 18.41 |  | 18.41
2020-03-30 19:00 | LONG | LONG | BALP | 6.9 | 2.12 |  | 2.12 | -4.78 |  | -4.78 | 7.18 | 2.12 |  | 2.12 | -5.06 |  | -5.06 | 6.62 | 2.12 |  | 2.12 | -4.5 |  | -4.5
2020-03-30 20:00 | LONG | LONG | BALP | 6.9 | 3.8 |  | 3.8 | -3.1 |  | -3.1 | 7.18 | 3.8 |  | 3.8 | -3.38 |  | -3.38 | 6.62 | 3.8 |  | 3.8 | -2.82 |  | -2.82
2020-03-30 21:00 | SHORT | LONG | BALP | 6.9 | 36.6 | 36.6 |  | 43.5 | 43.5 |  | 7.18 | 36.6 | 36.6 |  | 43.78 | 43.78 |  | 6.62 | 35.7 |  | 35.7 | 29.08 |  | 29.08
2020-03-30 22:00 | SHORT | SHORT | BALP | 6.9 | 62 | 62 |  | 68.9 | 68.9 |  | 7.18 | 62 | 62 |  | 69.18 | 69.18 |  | 6.62 | 62 | 62 |  | 68.62 | 68.62
2020-03-30 23:00 | LONG | LONG | VoAA | 6.9 | 0.01 |  | 0.01 | -6.89 |  | -6.89 | 7.18 | 18.31 |  | 18.31 | 11.13 |  | 11.13 | 6.62 | 29.86 |  | 29.86 | 23.24 |  | 23.24
2020-03-31 | LONG | LONG | VoAA | 6.9 | 0.01 |  | 0.01 | -6.89 |  | -6.89 | 7.18 | 14.57 |  | 14.57 | 7.39 |  | 7.39 | 6.62 | 23.8 |  | 23.8 | 17.18 |  | 17.18
2020-03-31 01:00 | SHORT | SHORT | BALP | 6.9 | 19.12 | 19.12 |  | 26.02 | 26.02 |  | 7.18 | 19.12 | 19.12 |  | 26.3 | 26.3 |  | 6.62 | 19.12 | 19.12 |  | 25.74 | 25.74
2020-03-31 02:00 | SHORT | SHORT | VoAA | 6.9 | 28.92 | 28.92 |  | 35.82 | 35.82 |  | 7.18 | 5.5 | 5.5 |  | 12.68 | 12.68 |  | 6.62 | 19.05 | 19.05 |  | 25.67 | 25.67
2020-03-31 03:00 | LONG | LONG | VoAA | 6.9 | -17.93 |  | -17.93 | -24.83 |  | -24.83 | 7.18 | 3.86 |  | 3.86 | -3.32 |  | -3.32 | 6.62 | 18.92 |  | 18.92 | 12.3 |  | 12.3
2020-03-31 04:00 | LONG | LONG | VoAA | 6.9 | -17.93 |  | -17.93 | -24.83 |  | -24.83 | 7.18 | 2.59 |  | 2.59 | -4.59 |  | -4.59 | 6.62 | 15.64 |  | 15.64 | 9.02 |  | 9.02
2020-03-31 05:00 | LONG | LONG | VoAA | 6.9 | 0.01 |  | 0.01 | -6.89 |  | -6.89 | 7.18 | 14.55 |  | 14.55 | 7.37 |  | 7.37 | 6.62 | 13.1 |  | 13.1 | 6.48 |  | 6.48
2020-03-31 06:00 | SHORT | SHORT | BALP | 6.9 | 40.2 | 40.2 |  | 47.1 | 47.1 |  | 7.18 | 40.2 | 40.2 |  | 47.38 | 47.38 |  | 6.62 | 40.2 | 40.2 |  | 46.82 | 46.82
2020-03-31 07:00 | LONG | LONG | BALP | 6.9 | 30.97 |  | 30.97 | 24.07 |  | 24.07 | 7.18 | 30.97 |  | 30.97 | 23.79 |  | 23.79 | 6.62 | 30.97 |  | 30.97 | 24.35 |  | 24.35
2020-03-31 08:00 | SHORT | SHORT | BALP | 6.9 | 45.52 | 45.52 |  | 52.42 | 52.42 |  | 7.18 | 45.52 | 45.52 |  | 52.7 | 52.7 |  | 6.62 | 45.52 | 45.52 |  | 52.14 | 52.14
2020-03-31 09:00 | SHORT | SHORT | BALP | 6.9 | 70.2 | 70.2 |  | 77.1 | 77.1 |  | 7.18 | 70.2 | 70.2 |  | 77.38 | 77.38 |  | 6.62 | 70.2 | 70.2 |  | 76.82 | 76.82
2020-03-31 10:00 | SHORT | SHORT | BALP | 6.9 | 40.2 | 40.2 |  | 47.1 | 47.1 |  | 7.18 | 40.2 | 40.2 |  | 47.38 | 47.38 |  | 6.62 | 40.2 | 40.2 |  | 46.82 | 46.82
2020-03-31 11:00 | SHORT | SHORT | BALP | 6.9 | 40.2 | 40.2 |  | 47.1 | 47.1 |  | 7.18 | 40.2 | 40.2 |  | 47.38 | 47.38 |  | 6.62 | 40.2 | 40.2 |  | 46.82 | 46.82
2020-03-31 12:00 | SHORT | LONG | BALP | 6.9 | 40.2 | 40.2 |  | 47.1 | 47.1 |  | 7.18 | 40.2 | 40.2 |  | 47.38 | 47.38 |  | 6.62 | 37.1 |  | 37.1 | 30.48 |  | 30.48
2020-03-31 13:00 | SHORT | SHORT | BALP | 6.9 | 93 | 93 |  | 99.9 | 99.9 |  | 7.18 | 93 | 93 |  | 100.18 | 100.18 |  | 6.62 | 93 | 93 |  | 99.62 | 99.62
2020-03-31 14:00 | SHORT | LONG | BALP | 6.9 | 70.2 | 70.2 |  | 77.1 | 77.1 |  | 7.18 | 70.2 | 70.2 |  | 77.38 | 77.38 |  | 6.62 | 28.09 |  | 28.09 | 21.47 |  | 21.47
2020-03-31 15:00 | LONG | LONG | VoAA | 6.9 | 34.2 |  | 34.2 | 27.3 |  | 27.3 | 7.18 | 35.2 |  | 35.2 | 28.02 |  | 28.02 | 6.62 | 28.01 |  | 28.01 | 21.39 |  | 21.39
2020-03-31 16:00 | LONG | LONG | BALP | 6.9 | 13.2 |  | 13.2 | 6.3 |  | 6.3 | 7.18 | 13.2 |  | 13.2 | 6.02 |  | 6.02 | 6.62 | 13.2 |  | 13.2 | 6.58 |  | 6.58
2020-03-31 17:00 | LONG | LONG | BALP | 6.9 | 13.2 |  | 13.2 | 6.3 |  | 6.3 | 7.18 | 13.2 |  | 13.2 | 6.02 |  | 6.02 | 6.62 | 13.2 |  | 13.2 | 6.58 |  | 6.58
2020-03-31 18:00 | LONG | LONG | BALP | 6.9 | 1.28 |  | 1.28 | -5.62 |  | -5.62 | 7.18 | 1.28 |  | 1.28 | -5.9 |  | -5.9 | 6.62 | 1.28 |  | 1.28 | -5.34 |  | -5.34
2020-03-31 19:00 | LONG | LONG | BALP | 6.9 | 1.81 |  | 1.81 | -5.09 |  | -5.09 | 7.18 | 1.81 |  | 1.81 | -5.37 |  | -5.37 | 6.62 | 1.81 |  | 1.81 | -4.81 |  | -4.81
2020-03-31 20:00 | LONG | LONG | BALP | 6.9 | 2.55 |  | 2.55 | -4.35 |  | -4.35 | 7.18 | 2.55 |  | 2.55 | -4.63 |  | -4.63 | 6.62 | 2.55 |  | 2.55 | -4.07 |  | -4.07
2020-03-31 21:00 | LONG | LONG | BALP | 6.9 | 0.01 |  | 0.01 | -6.89 |  | -6.89 | 7.18 | 0.01 |  | 0.01 | -7.17 |  | -7.17 | 6.62 | 0.01 |  | 0.01 | -6.61 |  | -6.61
2020-03-31 22:00 | LONG | LONG | BALP | 6.9 | 18.2 |  | 18.2 | 11.3 |  | 11.3 | 7.18 | 18.2 |  | 18.2 | 11.02 |  | 11.02 | 6.62 | 18.2 |  | 18.2 | 11.58 |  | 11.58
2020-03-31 23:00 | SHORT | LONG | BALP | 6.9 | 40.2 | 40.2 |  | 47.1 | 47.1 |  | 7.18 | 40.2 | 40.2 |  | 47.38 | 47.38 |  | 6.62 | 20.55 |  | 20.55 | 13.93 |  | 13.93
2020-04-01 | LONG | LONG | BALP | 7.99 | 0.01 |  | 0.01 | -7.98 |  | -7.98 | 8.52 | 0.01 |  | 0.01 | -8.51 |  | -8.51 | 7.97 | 0.01 |  | 0.01 | -7.96 |  | -7.96
2020-04-01 01:00 | LONG | LONG | VoAA | 7.99 | 35.9 |  | 35.9 | 27.91 |  | 27.91 | 8.52 | 26.73 |  | 26.73 | 18.21 |  | 18.21 | 7.97 | 13.55 |  | 13.55 | 5.58 |  | 5.58
2020-04-01 02:00 | LONG | LONG | BALP | 7.99 | 7.56 |  | 7.56 | -0.43 |  | -0.43 | 8.52 | 7.56 |  | 7.56 | -0.96 |  | -0.96 | 7.97 | 7.56 |  | 7.56 | -0.41 |  | -0.41
2020-04-01 03:00 | LONG | LONG | BALP | 7.99 | 7.15 |  | 7.15 | -0.84 |  | -0.84 | 8.52 | 7.15 |  | 7.15 | -1.37 |  | -1.37 | 7.97 | 7.15 |  | 7.15 | -0.82 |  | -0.82
2020-04-01 04:00 | LONG | LONG | BALP | 7.99 | 8.02 |  | 8.02 | 0.03 |  | 0.03 | 8.52 | 8.02 |  | 8.02 | -0.5 |  | -0.5 | 7.97 | 8.02 |  | 8.02 | 0.05 |  | 0.05
2020-04-01 05:00 | LONG | LONG | BALP | 7.99 | 0.01 |  | 0.01 | -7.98 |  | -7.98 | 8.52 | 0.01 |  | 0.01 | -8.51 |  | -8.51 | 7.97 | 0.01 |  | 0.01 | -7.96 |  | -7.96
2020-04-01 06:00 | LONG | LONG | BALP | 7.99 | 0.01 |  | 0.01 | -7.98 |  | -7.98 | 8.52 | 0.01 |  | 0.01 | -8.51 |  | -8.51 | 7.97 | 0.01 |  | 0.01 | -7.96 |  | -7.96
2020-04-01 07:00 | LONG | LONG | BALP | 7.99 | 0.01 |  | 0.01 | -7.98 |  | -7.98 | 8.52 | 0.01 |  | 0.01 | -8.51 |  | -8.51 | 7.97 | 0.01 |  | 0.01 | -7.96 |  | -7.96
2020-04-01 08:00 | LONG | SHORT | BALP | 7.99 | 2.57 |  | 2.57 | -5.42 |  | -5.42 | 8.52 | 2.57 |  | 2.57 | -5.95 |  | -5.95 | 7.97 | 16.32 | 16.32 |  | 24.29 | 24.29
2020-04-01 09:00 | SHORT | SHORT | BALP | 7.99 | 93 | 93 |  | 100.99 | 100.99 |  | 8.52 | 93 | 93 |  | 101.52 | 101.52 |  | 7.97 | 93 | 93 |  | 100.97 | 100.97
2020-04-01 10:00 | SHORT | SHORT | BALP | 7.99 | 95 | 95 |  | 102.99 | 102.99 |  | 8.52 | 95 | 95 |  | 103.52 | 103.52 |  | 7.97 | 95 | 95 |  | 102.97 | 102.97
2020-04-01 11:00 | SHORT | SHORT | BALP | 7.99 | 94 | 94 |  | 101.99 | 101.99 |  | 8.52 | 94 | 94 |  | 102.52 | 102.52 |  | 7.97 | 94 | 94 |  | 101.97 | 101.97
2020-04-01 12:00 | SHORT | SHORT | BALP | 7.99 | 54 | 54 |  | 61.99 | 61.99 |  | 8.52 | 54 | 54 |  | 62.52 | 62.52 |  | 7.97 | 54 | 54 |  | 61.97 | 61.97
2020-04-01 13:00 | SHORT | SHORT | BALP | 7.99 | 95 | 95 |  | 102.99 | 102.99 |  | 8.52 | 95 | 95 |  | 103.52 | 103.52 |  | 7.97 | 95 | 95 |  | 102.97 | 102.97
2020-04-01 14:00 | SHORT | LONG | BALP | 7.99 | 71.9 | 71.9 |  | 79.89 | 79.89 |  | 8.52 | 71.9 | 71.9 |  | 80.42 | 80.42 |  | 7.97 | 23.29 |  | 23.29 | 15.32 |  | 15.32
2020-04-01 15:00 | LONG | LONG | BALP | 7.99 | 3.61 |  | 3.61 | -4.38 |  | -4.38 | 8.52 | 3.61 |  | 3.61 | -4.91 |  | -4.91 | 7.97 | 3.61 |  | 3.61 | -4.36 |  | -4.36
2020-04-01 16:00 | LONG | LONG | BALP | 7.99 | 3.49 |  | 3.49 | -4.5 |  | -4.5 | 8.52 | 3.49 |  | 3.49 | -5.03 |  | -5.03 | 7.97 | 3.49 |  | 3.49 | -4.48 |  | -4.48
2020-04-01 17:00 | LONG | LONG | BALP | 7.99 | 2 |  | 2 | -5.99 |  | -5.99 | 8.52 | 2 |  | 2 | -6.52 |  | -6.52 | 7.97 | 2 |  | 2 | -5.97 |  | -5.97
2020-04-01 18:00 | LONG | SHORT | BALP | 7.99 | 13 |  | 13 | 5.01 |  | 5.01 | 8.52 | 13 |  | 13 | 4.48 |  | 4.48 | 7.97 | 20.67 | 20.67 |  | 28.64 | 28.64
2020-04-01 19:00 | LONG | LONG | BALP | 7.99 | 35.9 |  | 35.9 | 27.91 |  | 27.91 | 8.52 | 35.9 |  | 35.9 | 27.38 |  | 27.38 | 7.97 | 35.9 |  | 35.9 | 27.93 |  | 27.93
2020-04-01 20:00 | LONG | LONG | BALP | 7.99 | 21.9 |  | 21.9 | 13.91 |  | 13.91 | 8.52 | 21.9 |  | 21.9 | 13.38 |  | 13.38 | 7.97 | 21.9 |  | 21.9 | 13.93 |  | 13.93
2020-04-01 21:00 | LONG | LONG | BALP | 7.99 | 16.9 |  | 16.9 | 8.91 |  | 8.91 | 8.52 | 16.9 |  | 16.9 | 8.38 |  | 8.38 | 7.97 | 16.9 |  | 16.9 | 8.93 |  | 8.93
2020-04-01 22:00 | LONG | LONG | BALP | 7.99 | 0.01 |  | 0.01 | -7.98 |  | -7.98 | 8.52 | 0.01 |  | 0.01 | -8.51 |  | -8.51 | 7.97 | 0.01 |  | 0.01 | -7.96 |  | -7.96
2020-04-01 23:00 | LONG | LONG | VoAA | 7.99 | 35.9 |  | 35.9 | 27.91 |  | 27.91 | 8.52 | 28.94 |  | 28.94 | 20.42 |  | 20.42 | 7.97 | 14.81 |  | 14.81 | 6.84 |  | 6.84
2020-04-02 | LONG | LONG | BALP | 7.99 | 0.5 |  | 0.5 | -7.49 |  | -7.49 | 8.52 | 0.5 |  | 0.5 | -8.02 |  | -8.02 | 7.97 | 0.5 |  | 0.5 | -7.47 |  | -7.47
2020-04-02 01:00 | SHORT | SHORT | VoAA | 7.99 | 33.6 | 33.6 |  | 41.59 | 41.59 |  | 8.52 | 35.35 | 35.35 |  | 43.87 | 43.87 |  | 7.97 | 35.74 | 35.74 |  | 43.71 | 43.71
2020-04-02 02:00 | SHORT | SHORT | BALP | 7.99 | 23.6 | 23.6 |  | 31.59 | 31.59 |  | 8.52 | 23.6 | 23.6 |  | 32.12 | 32.12 |  | 7.97 | 23.6 | 23.6 |  | 31.57 | 31.57
2020-04-02 03:00 | SHORT | SHORT | BALP | 7.99 | 20.62 | 20.62 |  | 28.61 | 28.61 |  | 8.52 | 20.62 | 20.62 |  | 29.14 | 29.14 |  | 7.97 | 20.62 | 20.62 |  | 28.59 | 28.59
2020-04-02 04:00 | LONG | LONG | VoAA | 7.99 | -14.38 |  | -14.38 | -22.37 |  | -22.37 | 8.52 | 3.29 |  | 3.29 | -5.23 |  | -5.23 | 7.97 | 21.05 |  | 21.05 | 13.08 |  | 13.08
2020-04-02 05:00 | LONG | LONG | BALP | 7.99 | 0.01 |  | 0.01 | -7.98 |  | -7.98 | 8.52 | 0.01 |  | 0.01 | -8.51 |  | -8.51 | 7.97 | 0.01 |  | 0.01 | -7.96 |  | -7.96
2020-04-02 06:00 | LONG | LONG | BALP | 7.99 | 18.24 |  | 18.24 | 10.25 |  | 10.25 | 8.52 | 18.24 |  | 18.24 | 9.72 |  | 9.72 | 7.97 | 18.24 |  | 18.24 | 10.27 |  | 10.27
2020-04-02 07:00 | LONG | LONG | BALP | 7.99 | 0.01 |  | 0.01 | -7.98 |  | -7.98 | 8.52 | 0.01 |  | 0.01 | -8.51 |  | -8.51 | 7.97 | 0.01 |  | 0.01 | -7.96 |  | -7.96
2020-04-02 08:00 | SHORT | SHORT | BALP | 7.99 | 95 | 95 |  | 102.99 | 102.99 |  | 8.52 | 95 | 95 |  | 103.52 | 103.52 |  | 7.97 | 95 | 95 |  | 102.97 | 102.97
2020-04-02 09:00 | SHORT | SHORT | BALP | 7.99 | 95 | 95 |  | 102.99 | 102.99 |  | 8.52 | 95 | 95 |  | 103.52 | 103.52 |  | 7.97 | 95 | 95 |  | 102.97 | 102.97
2020-04-02 10:00 | SHORT | SHORT | BALP | 7.99 | 95 | 95 |  | 102.99 | 102.99 |  | 8.52 | 95 | 95 |  | 103.52 | 103.52 |  | 7.97 | 95 | 95 |  | 102.97 | 102.97
2020-04-02 11:00 | SHORT | SHORT | BALP | 7.99 | 52 | 52 |  | 59.99 | 59.99 |  | 8.52 | 52 | 52 |  | 60.52 | 60.52 |  | 7.97 | 52 | 52 |  | 59.97 | 59.97
2020-04-02 12:00 | LONG | LONG | VoAA | 7.99 | 37.1 |  | 37.1 | 29.11 |  | 29.11 | 8.52 | 37.58 |  | 37.58 | 29.06 |  | 29.06 | 7.97 | 31.06 |  | 31.06 | 23.09 |  | 23.09
2020-04-02 13:00 | SHORT | SHORT | BALP | 7.99 | 93 | 93 |  | 100.99 | 100.99 |  | 8.52 | 93 | 93 |  | 101.52 | 101.52 |  | 7.97 | 93 | 93 |  | 100.97 | 100.97
2020-04-02 14:00 | SHORT | SHORT | BALP | 7.99 | 80 | 80 |  | 87.99 | 87.99 |  | 8.52 | 80 | 80 |  | 88.52 | 88.52 |  | 7.97 | 80 | 80 |  | 87.97 | 87.97
2020-04-02 15:00 | SHORT | SHORT | BALP | 7.99 | 40 | 40 |  | 47.99 | 47.99 |  | 8.52 | 40 | 40 |  | 48.52 | 48.52 |  | 7.97 | 40 | 40 |  | 47.97 | 47.97
2020-04-02 16:00 | SHORT | SHORT | BALP | 7.99 | 94 | 94 |  | 101.99 | 101.99 |  | 8.52 | 94 | 94 |  | 102.52 | 102.52 |  | 7.97 | 94 | 94 |  | 101.97 | 101.97
2020-04-02 17:00 | SHORT | LONG | BALP | 7.99 | 43.1 | 43.1 |  | 51.09 | 51.09 |  | 8.52 | 43.1 | 43.1 |  | 51.62 | 51.62 |  | 7.97 | 24.71 |  | 24.71 | 16.74 |  | 16.74
2020-04-02 18:00 | LONG | LONG | BALP | 7.99 | 25.19 |  | 25.19 | 17.2 |  | 17.2 | 8.52 | 25.19 |  | 25.19 | 16.67 |  | 16.67 | 7.97 | 25.19 |  | 25.19 | 17.22 |  | 17.22
2020-04-02 19:00 | LONG | LONG | BALP | 7.99 | 0.01 |  | 0.01 | -7.98 |  | -7.98 | 8.52 | 0.01 |  | 0.01 | -8.51 |  | -8.51 | 7.97 | 0.01 |  | 0.01 | -7.96 |  | -7.96
2020-04-02 20:00 | LONG | LONG | BALP | 7.99 | 0.01 |  | 0.01 | -7.98 |  | -7.98 | 8.52 | 0.01 |  | 0.01 | -8.51 |  | -8.51 | 7.97 | 0.01 |  | 0.01 | -7.96 |  | -7.96
2020-04-02 21:00 | LONG | LONG | BALP | 7.99 | 0.01 |  | 0.01 | -7.98 |  | -7.98 | 8.52 | 0.01 |  | 0.01 | -8.51 |  | -8.51 | 7.97 | 0.01 |  | 0.01 | -7.96 |  | -7.96
2020-04-02 22:00 | LONG | LONG | BALP | 7.99 | 28.1 |  | 28.1 | 20.11 |  | 20.11 | 8.52 | 28.1 |  | 28.1 | 19.58 |  | 19.58 | 7.97 | 28.1 |  | 28.1 | 20.13 |  | 20.13
2020-04-02 23:00 | LONG | LONG | VoAA | 7.99 | 0.01 |  | 0.01 | -7.98 |  | -7.98 | 8.52 | 9.02 |  | 9.02 | 0.5 |  | 0.5 | 7.97 | 17.13 |  | 17.13 | 9.16 |  | 9.16
2020-04-03 | LONG | LONG | BALP | 7.99 | 0.01 |  | 0.01 | -7.98 |  | -7.98 | 8.52 | 0.01 |  | 0.01 | -8.51 |  | -8.51 | 7.97 | 0.01 |  | 0.01 | -7.96 |  | -7.96
2020-04-03 01:00 | SHORT | SHORT | BALP | 7.99 | 95 | 95 |  | 102.99 | 102.99 |  | 8.52 | 95 | 95 |  | 103.52 | 103.52 |  | 7.97 | 95 | 95 |  | 102.97 | 102.97
2020-04-03 02:00 | SHORT | SHORT | BALP | 7.99 | 54 | 54 |  | 61.99 | 61.99 |  | 8.52 | 54 | 54 |  | 62.52 | 62.52 |  | 7.97 | 54 | 54 |  | 61.97 | 61.97
2020-04-03 03:00 | SHORT | SHORT | BALP | 7.99 | 45 | 45 |  | 52.99 | 52.99 |  | 8.52 | 45 | 45 |  | 53.52 | 53.52 |  | 7.97 | 45 | 45 |  | 52.97 | 52.97
2020-04-03 04:00 | SHORT | SHORT | BALP | 7.99 | 8.26 | 8.26 |  | 16.25 | 16.25 |  | 8.52 | 8.26 | 8.26 |  | 16.78 | 16.78 |  | 7.97 | 8.26 | 8.26 |  | 16.23 | 16.23
2020-04-03 05:00 | LONG | LONG | BALP | 7.99 | 9.32 |  | 9.32 | 1.33 |  | 1.33 | 8.52 | 9.32 |  | 9.32 | 0.8 |  | 0.8 | 7.97 | 9.32 |  | 9.32 | 1.35 |  | 1.35
2020-04-03 06:00 | LONG | LONG | BALP | 7.99 | 13.27 |  | 13.27 | 5.28 |  | 5.28 | 8.52 | 13.27 |  | 13.27 | 4.75 |  | 4.75 | 7.97 | 13.27 |  | 13.27 | 5.3 |  | 5.3
2020-04-03 07:00 | LONG | LONG | BALP | 7.99 | 0.01 |  | 0.01 | -7.98 |  | -7.98 | 8.52 | 0.01 |  | 0.01 | -8.51 |  | -8.51 | 7.97 | 0.01 |  | 0.01 | -7.96 |  | -7.96
2020-04-03 08:00 | LONG | LONG | VoAA | 7.99 | 38 |  | 38 | 30.01 |  | 30.01 | 8.52 | 31.97 |  | 31.97 | 23.45 |  | 23.45 | 7.97 | 12.21 |  | 12.21 | 4.24 |  | 4.24
2020-04-03 09:00 | LONG | LONG | BALP | 7.99 | 15.94 |  | 15.94 | 7.95 |  | 7.95 | 8.52 | 15.94 |  | 15.94 | 7.42 |  | 7.42 | 7.97 | 15.94 |  | 15.94 | 7.97 |  | 7.97
2020-04-03 10:00 | LONG | LONG | BALP | 7.99 | 2 |  | 2 | -5.99 |  | -5.99 | 8.52 | 2 |  | 2 | -6.52 |  | -6.52 | 7.97 | 2 |  | 2 | -5.97 |  | -5.97
2020-04-03 11:00 | SHORT | SHORT | BALP | 7.99 | 95 | 95 |  | 102.99 | 102.99 |  | 8.52 | 95 | 95 |  | 103.52 | 103.52 |  | 7.97 | 95 | 95 |  | 102.97 | 102.97
2020-04-03 12:00 | LONG | LONG | VoAA | 7.99 | 8 |  | 8 | 0.01 |  | 0.01 | 8.52 | 24 |  | 24 | 15.48 |  | 15.48 | 7.97 | 23.09 |  | 23.09 | 15.12 |  | 15.12
2020-04-03 13:00 | SHORT | LONG | BALP | 7.99 | 94 | 94 |  | 101.99 | 101.99 |  | 8.52 | 94 | 94 |  | 102.52 | 102.52 |  | 7.97 | 21.84 |  | 21.84 | 13.87 |  | 13.87
2020-04-03 14:00 | LONG | LONG | BALP | 7.99 | 0.01 |  | 0.01 | -7.98 |  | -7.98 | 8.52 | 0.01 |  | 0.01 | -8.51 |  | -8.51 | 7.97 | 0.01 |  | 0.01 | -7.96 |  | -7.96
2020-04-03 15:00 | LONG | LONG | BALP | 7.99 | 0.01 |  | 0.01 | -7.98 |  | -7.98 | 8.52 | 0.01 |  | 0.01 | -8.51 |  | -8.51 | 7.97 | 0.01 |  | 0.01 | -7.96 |  | -7.96
2020-04-03 16:00 | LONG | LONG | VoAA | 7.99 | 38 |  | 38 | 30.01 |  | 30.01 | 8.52 | 28.82 |  | 28.82 | 20.3 |  | 20.3 | 7.97 | 21.35 |  | 21.35 | 13.38 |  | 13.38
2020-04-03 17:00 | LONG | LONG | VoAA | 7.99 | 0.01 |  | 0.01 | -7.98 |  | -7.98 | 8.52 | 13.23 |  | 13.23 | 4.71 |  | 4.71 | 7.97 | 9.63 |  | 9.63 | 1.66 |  | 1.66
2020-04-03 18:00 | SHORT | SHORT | VoAA | 7.99 | 27 | 27 |  | 34.99 | 34.99 |  | 8.52 | 32.5 | 32.5 |  | 41.02 | 41.02 |  | 7.97 | 16.45 | 16.45 |  | 24.42 | 24.42
2020-04-03 19:00 | LONG | LONG | BALP | 7.99 | 3.1 |  | 3.1 | -4.89 |  | -4.89 | 8.52 | 3.1 |  | 3.1 | -5.42 |  | -5.42 | 7.97 | 3.1 |  | 3.1 | -4.87 |  | -4.87
2020-04-03 20:00 | LONG | SHORT | BALP | 7.99 | 20.2 |  | 20.2 | 12.21 |  | 12.21 | 8.52 | 20.2 |  | 20.2 | 11.68 |  | 11.68 | 7.97 | 27.2 | 27.2 |  | 35.17 | 35.17
2020-04-03 21:00 | SHORT | SHORT | BALP | 7.99 | 95 | 95 |  | 102.99 | 102.99 |  | 8.52 | 95 | 95 |  | 103.52 | 103.52 |  | 7.97 | 95 | 95 |  | 102.97 | 102.97
2020-04-03 22:00 | SHORT | SHORT | BALP | 7.99 | 94 | 94 |  | 101.99 | 101.99 |  | 8.52 | 94 | 94 |  | 102.52 | 102.52 |  | 7.97 | 94 | 94 |  | 101.97 | 101.97
2020-04-03 23:00 | SHORT | SHORT | BALP | 7.99 | 94 | 94 |  | 101.99 | 101.99 |  | 8.52 | 94 | 94 |  | 102.52 | 102.52 |  | 7.97 | 94 | 94 |  | 101.97 | 101.97
2020-04-04 | SHORT | SHORT | BALP | 7.99 | 94 | 94 |  | 101.99 | 101.99 |  | 8.52 | 94 | 94 |  | 102.52 | 102.52 |  | 7.97 | 94 | 94 |  | 101.97 | 101.97
2020-04-04 01:00 | LONG | LONG | VoAA | 7.99 | 38.3 |  | 38.3 | 30.31 |  | 30.31 | 8.52 | 31.16 |  | 31.16 | 22.64 |  | 22.64 | 7.97 | 18 |  | 18 | 10.03 |  | 10.03
2020-04-04 02:00 | LONG | LONG | BALP | 7.99 | 2.5 |  | 2.5 | -5.49 |  | -5.49 | 8.52 | 2.5 |  | 2.5 | -6.02 |  | -6.02 | 7.97 | 2.5 |  | 2.5 | -5.47 |  | -5.47
2020-04-04 03:00 | SHORT | SHORT | VoAA | 7.99 | 20.07 | 20.07 |  | 28.06 | 28.06 |  | 8.52 | 29.19 | 29.19 |  | 37.71 | 37.71 |  | 7.97 | 10.08 | 10.08 |  | 18.05 | 18.05
2020-04-04 04:00 | SHORT | SHORT | BALP | 7.99 | 95 | 95 |  | 102.99 | 102.99 |  | 8.52 | 95 | 95 |  | 103.52 | 103.52 |  | 7.97 | 95 | 95 |  | 102.97 | 102.97
2020-04-04 05:00 | SHORT | SHORT | BALP | 7.99 | 95 | 95 |  | 102.99 | 102.99 |  | 8.52 | 95 | 95 |  | 103.52 | 103.52 |  | 7.97 | 95 | 95 |  | 102.97 | 102.97
2020-04-04 06:00 | LONG | LONG | VoAA | 7.99 | 38.3 |  | 38.3 | 30.31 |  | 30.31 | 8.52 | 29.17 |  | 29.17 | 20.65 |  | 20.65 | 7.97 | 14 |  | 14 | 6.03 |  | 6.03
2020-04-04 07:00 | LONG | LONG | BALP | 7.99 | 0.01 |  | 0.01 | -7.98 |  | -7.98 | 8.52 | 0.01 |  | 0.01 | -8.51 |  | -8.51 | 7.97 | 0.01 |  | 0.01 | -7.96 |  | -7.96
2020-04-04 08:00 | LONG | LONG | BALP | 7.99 | 0.01 |  | 0.01 | -7.98 |  | -7.98 | 8.52 | 0.01 |  | 0.01 | -8.51 |  | -8.51 | 7.97 | 0.01 |  | 0.01 | -7.96 |  | -7.96
2020-04-04 09:00 | LONG | LONG | BALP | 7.99 | 0.01 |  | 0.01 | -7.98 |  | -7.98 | 8.52 | 0.01 |  | 0.01 | -8.51 |  | -8.51 | 7.97 | 0.01 |  | 0.01 | -7.96 |  | -7.96
2020-04-04 10:00 | LONG | LONG | BALP | 7.99 | 18.54 |  | 18.54 | 10.55 |  | 10.55 | 8.52 | 18.54 |  | 18.54 | 10.02 |  | 10.02 | 7.97 | 18.54 |  | 18.54 | 10.57 |  | 10.57
2020-04-04 11:00 | LONG | LONG | BALP | 7.99 | 0.01 |  | 0.01 | -7.98 |  | -7.98 | 8.52 | 0.01 |  | 0.01 | -8.51 |  | -8.51 | 7.97 | 0.01 |  | 0.01 | -7.96 |  | -7.96
2020-04-04 12:00 | LONG | LONG | BALP | 7.99 | 3 |  | 3 | -4.99 |  | -4.99 | 8.52 | 3 |  | 3 | -5.52 |  | -5.52 | 7.97 | 3 |  | 3 | -4.97 |  | -4.97
2020-04-04 13:00 | LONG | LONG | BALP | 7.99 | 2.5 |  | 2.5 | -5.49 |  | -5.49 | 8.52 | 2.5 |  | 2.5 | -6.02 |  | -6.02 | 7.97 | 2.5 |  | 2.5 | -5.47 |  | -5.47
2020-04-04 14:00 | LONG | LONG | VoAA | 7.99 | 0.01 |  | 0.01 | -7.98 |  | -7.98 | 8.52 | 14.48 |  | 14.48 | 5.96 |  | 5.96 | 7.97 | 20.04 |  | 20.04 | 12.07 |  | 12.07
2020-04-04 15:00 | LONG | LONG | BALP | 7.99 | 0.89 |  | 0.89 | -7.1 |  | -7.1 | 8.52 | 0.89 |  | 0.89 | -7.63 |  | -7.63 | 7.97 | 0.89 |  | 0.89 | -7.08 |  | -7.08
2020-04-04 16:00 | LONG | LONG | BALP | 7.99 | 0.01 |  | 0.01 | -7.98 |  | -7.98 | 8.52 | 0.01 |  | 0.01 | -8.51 |  | -8.51 | 7.97 | 0.01 |  | 0.01 | -7.96 |  | -7.96
2020-04-04 17:00 | LONG | LONG | BALP | 7.99 | 0.01 |  | 0.01 | -7.98 |  | -7.98 | 8.52 | 0.01 |  | 0.01 | -8.51 |  | -8.51 | 7.97 | 0.01 |  | 0.01 | -7.96 |  | -7.96
2020-04-04 18:00 | LONG | LONG | BALP | 7.99 | 0.01 |  | 0.01 | -7.98 |  | -7.98 | 8.52 | 0.01 |  | 0.01 | -8.51 |  | -8.51 | 7.97 | 0.01 |  | 0.01 | -7.96 |  | -7.96
2020-04-04 19:00 | LONG | LONG | BALP | 7.99 | 0.01 |  | 0.01 | -7.98 |  | -7.98 | 8.52 | 0.01 |  | 0.01 | -8.51 |  | -8.51 | 7.97 | 0.01 |  | 0.01 | -7.96 |  | -7.96
2020-04-04 20:00 | LONG | LONG | BALP | 7.99 | 27.69 |  | 27.69 | 19.7 |  | 19.7 | 8.52 | 27.69 |  | 27.69 | 19.17 |  | 19.17 | 7.97 | 27.69 |  | 27.69 | 19.72 |  | 19.72
2020-04-04 21:00 | SHORT | SHORT | BALP | 7.99 | 27.03 | 27.03 |  | 35.02 | 35.02 |  | 8.52 | 27.03 | 27.03 |  | 35.55 | 35.55 |  | 7.97 | 27.03 | 27.03 |  | 35 | 35
2020-04-04 22:00 | SHORT | SHORT | BALP | 7.99 | 94 | 94 |  | 101.99 | 101.99 |  | 8.52 | 94 | 94 |  | 102.52 | 102.52 |  | 7.97 | 94 | 94 |  | 101.97 | 101.97
2020-04-04 23:00 | SHORT | SHORT | BALP | 7.99 | 44.3 | 44.3 |  | 52.29 | 52.29 |  | 8.52 | 44.3 | 44.3 |  | 52.82 | 52.82 |  | 7.97 | 44.3 | 44.3 |  | 52.27 | 52.27
2020-04-05 | LONG | LONG | BALP | 7.99 | 18.45 |  | 18.45 | 10.46 |  | 10.46 | 8.52 | 18.45 |  | 18.45 | 9.93 |  | 9.93 | 7.97 | 18.45 |  | 18.45 | 10.48 |  | 10.48
2020-04-05 01:00 | SHORT | SHORT | BALP | 7.99 | 95 | 95 |  | 102.99 | 102.99 |  | 8.52 | 95 | 95 |  | 103.52 | 103.52 |  | 7.97 | 95 | 95 |  | 102.97 | 102.97
2020-04-05 02:00 | SHORT | SHORT | BALP | 7.99 | 95 | 95 |  | 102.99 | 102.99 |  | 8.52 | 95 | 95 |  | 103.52 | 103.52 |  | 7.97 | 95 | 95 |  | 102.97 | 102.97
2020-04-05 03:00 | SHORT | SHORT | BALP | 7.99 | 94 | 94 |  | 101.99 | 101.99 |  | 8.52 | 94 | 94 |  | 102.52 | 102.52 |  | 7.97 | 94 | 94 |  | 101.97 | 101.97
2020-04-05 04:00 | SHORT | SHORT | BALP | 7.99 | 95 | 95 |  | 102.99 | 102.99 |  | 8.52 | 95 | 95 |  | 103.52 | 103.52 |  | 7.97 | 95 | 95 |  | 102.97 | 102.97
2020-04-05 05:00 | SHORT | SHORT | BALP | 7.99 | 95 | 95 |  | 102.99 | 102.99 |  | 8.52 | 95 | 95 |  | 103.52 | 103.52 |  | 7.97 | 95 | 95 |  | 102.97 | 102.97
2020-04-05 06:00 | SHORT | SHORT | BALP | 7.99 | 4.75 | 4.75 |  | 12.74 | 12.74 |  | 8.52 | 4.75 | 4.75 |  | 13.27 | 13.27 |  | 7.97 | 4.75 | 4.75 |  | 12.72 | 12.72
2020-04-05 07:00 | SHORT | SHORT | BALP | 7.99 | 95 | 95 |  | 102.99 | 102.99 |  | 8.52 | 95 | 95 |  | 103.52 | 103.52 |  | 7.97 | 95 | 95 |  | 102.97 | 102.97
2020-04-05 08:00 | LONG | LONG | VoAA | 7.99 | 0.01 |  | 0.01 | -7.98 |  | -7.98 | 8.52 | 20.01 |  | 20.01 | 11.49 |  | 11.49 | 7.97 | 4.67 |  | 4.67 | -3.3 |  | -3.3
2020-04-05 09:00 | SHORT | SHORT | BALP | 7.99 | 95 | 95 |  | 102.99 | 102.99 |  | 8.52 | 95 | 95 |  | 103.52 | 103.52 |  | 7.97 | 95 | 95 |  | 102.97 | 102.97
2020-04-05 10:00 | LONG | LONG | BALP | 7.99 | 0.01 |  | 0.01 | -7.98 |  | -7.98 | 8.52 | 0.01 |  | 0.01 | -8.51 |  | -8.51 | 7.97 | 0.01 |  | 0.01 | -7.96 |  | -7.96
2020-04-05 11:00 | LONG | LONG | BALP | 7.99 | 0.01 |  | 0.01 | -7.98 |  | -7.98 | 8.52 | 0.01 |  | 0.01 | -8.51 |  | -8.51 | 7.97 | 0.01 |  | 0.01 | -7.96 |  | -7.96
2020-04-05 12:00 | LONG | LONG | BALP | 7.99 | 0.01 |  | 0.01 | -7.98 |  | -7.98 | 8.52 | 0.01 |  | 0.01 | -8.51 |  | -8.51 | 7.97 | 0.01 |  | 0.01 | -7.96 |  | -7.96
2020-04-05 13:00 | LONG | LONG | BALP | 7.99 | 0.01 |  | 0.01 | -7.98 |  | -7.98 | 8.52 | 0.01 |  | 0.01 | -8.51 |  | -8.51 | 7.97 | 0.01 |  | 0.01 | -7.96 |  | -7.96
2020-04-05 14:00 | LONG | LONG | BALP | 7.99 | 0.01 |  | 0.01 | -7.98 |  | -7.98 | 8.52 | 0.01 |  | 0.01 | -8.51 |  | -8.51 | 7.97 | 0.01 |  | 0.01 | -7.96 |  | -7.96
2020-04-05 15:00 | LONG | LONG | BALP | 7.99 | 0.01 |  | 0.01 | -7.98 |  | -7.98 | 8.52 | 0.01 |  | 0.01 | -8.51 |  | -8.51 | 7.97 | 0.01 |  | 0.01 | -7.96 |  | -7.96
2020-04-05 16:00 | LONG | LONG | BALP | 7.99 | 0.01 |  | 0.01 | -7.98 |  | -7.98 | 8.52 | 0.01 |  | 0.01 | -8.51 |  | -8.51 | 7.97 | 0.01 |  | 0.01 | -7.96 |  | -7.96
2020-04-05 17:00 | LONG | LONG | BALP | 7.99 | 0.5 |  | 0.5 | -7.49 |  | -7.49 | 8.52 | 0.5 |  | 0.5 | -8.02 |  | -8.02 | 7.97 | 0.5 |  | 0.5 | -7.47 |  | -7.47
2020-04-05 18:00 | LONG | LONG | VoAA | 7.99 | 0.01 |  | 0.01 | -7.98 |  | -7.98 | 8.52 | 18.53 |  | 18.53 | 10.01 |  | 10.01 | 7.97 | 27.04 |  | 27.04 | 19.07 |  | 19.07
2020-04-05 19:00 | LONG | LONG | VoAA | 7.99 | 0.01 |  | 0.01 | -7.98 |  | -7.98 | 8.52 | 18.99 |  | 18.99 | 10.47 |  | 10.47 | 7.97 | 27.04 |  | 27.04 | 19.07 |  | 19.07
2020-04-05 20:00 | LONG | LONG | BALP | 7.99 | 1 |  | 1 | -6.99 |  | -6.99 | 8.52 | 1 |  | 1 | -7.52 |  | -7.52 | 7.97 | 1 |  | 1 | -6.97 |  | -6.97
2020-04-05 21:00 | SHORT | SHORT | BALP | 7.99 | 95 | 95 |  | 102.99 | 102.99 |  | 8.52 | 95 | 95 |  | 103.52 | 103.52 |  | 7.97 | 95 | 95 |  | 102.97 | 102.97
2020-04-05 22:00 | SHORT | SHORT | BALP | 7.99 | 54.2 | 54.2 |  | 62.19 | 62.19 |  | 8.52 | 54.2 | 54.2 |  | 62.72 | 62.72 |  | 7.97 | 54.2 | 54.2 |  | 62.17 | 62.17
2020-04-05 23:00 | SHORT | LONG | BALP | 7.99 | 24.29 | 24.29 |  | 32.28 | 32.28 |  | 8.52 | 24.29 | 24.29 |  | 32.81 | 32.81 |  | 7.97 | 23.46 |  | 23.46 | 15.49 |  | 15.49
2020-04-06 | SHORT | SHORT | VoAA | 7.99 | 40 | 40 |  | 47.99 | 47.99 |  | 8.52 | 20 | 20 |  | 28.52 | 28.52 |  | 7.97 | 14.29 | 14.29 |  | 22.26 | 22.26
2020-04-06 01:00 | LONG | LONG | VoAA | 7.99 | 0 |  | 0 | -7.99 |  | -7.99 | 8.52 | 9.15 |  | 9.15 | 0.63 |  | 0.63 | 7.97 | 8.31 |  | 8.31 | 0.34 |  | 0.34
2020-04-06 02:00 | LONG | LONG | VoAA | 7.99 | 38.2 |  | 38.2 | 30.21 |  | 30.21 | 8.52 | 27.98 |  | 27.98 | 19.46 |  | 19.46 | 7.97 | 8.29 |  | 8.29 | 0.32 |  | 0.32
2020-04-06 03:00 | LONG | LONG | VoAA | 7.99 | 0 |  | 0 | -7.99 |  | -7.99 | 8.52 | 8.77 |  | 8.77 | 0.25 |  | 0.25 | 7.97 | 7.75 |  | 7.75 | -0.22 |  | -0.22
2020-04-06 04:00 | LONG | LONG | BALP | 7.99 | 7.54 |  | 7.54 | -0.45 |  | -0.45 | 8.52 | 7.54 |  | 7.54 | -0.98 |  | -0.98 | 7.97 | 7.54 |  | 7.54 | -0.43 |  | -0.43
2020-04-06 05:00 | LONG | LONG | BALP | 7.99 | 0.9 |  | 0.9 | -7.09 |  | -7.09 | 8.52 | 0.9 |  | 0.9 | -7.62 |  | -7.62 | 7.97 | 0.9 |  | 0.9 | -7.07 |  | -7.07
2020-04-06 06:00 | LONG | LONG | BALP | 7.99 | 0.87 |  | 0.87 | -7.12 |  | -7.12 | 8.52 | 0.87 |  | 0.87 | -7.65 |  | -7.65 | 7.97 | 0.87 |  | 0.87 | -7.1 |  | -7.1
2020-04-06 07:00 | LONG | LONG | BALP | 7.99 | 0.01 |  | 0.01 | -7.98 |  | -7.98 | 8.52 | 0.01 |  | 0.01 | -8.51 |  | -8.51 | 7.97 | 0.01 |  | 0.01 | -7.96 |  | -7.96
2020-04-06 08:00 | SHORT | SHORT | BALP | 7.99 | 38.4 | 38.4 |  | 46.39 | 46.39 |  | 8.52 | 38.4 | 38.4 |  | 46.92 | 46.92 |  | 7.97 | 38.4 | 38.4 |  | 46.37 | 46.37
2020-04-06 09:00 | SHORT | SHORT | BALP | 7.99 | 38.5 | 38.5 |  | 46.49 | 46.49 |  | 8.52 | 38.5 | 38.5 |  | 47.02 | 47.02 |  | 7.97 | 38.5 | 38.5 |  | 46.47 | 46.47
2020-04-06 10:00 | SHORT | SHORT | BALP | 7.99 | 60 | 60 |  | 67.99 | 67.99 |  | 8.52 | 60 | 60 |  | 68.52 | 68.52 |  | 7.97 | 60 | 60 |  | 67.97 | 67.97
2020-04-06 11:00 | LONG | LONG | BALP | 7.99 | 0.01 |  | 0.01 | -7.98 |  | -7.98 | 8.52 | 0.01 |  | 0.01 | -8.51 |  | -8.51 | 7.97 | 0.01 |  | 0.01 | -7.96 |  | -7.96
2020-04-06 12:00 | LONG | LONG | BALP | 7.99 | 0.01 |  | 0.01 | -7.98 |  | -7.98 | 8.52 | 0.01 |  | 0.01 | -8.51 |  | -8.51 | 7.97 | 0.01 |  | 0.01 | -7.96 |  | -7.96
2020-04-06 13:00 | LONG | LONG | BALP | 7.99 | 8 |  | 8 | 0.01 |  | 0.01 | 8.52 | 8 |  | 8 | -0.52 |  | -0.52 | 7.97 | 8 |  | 8 | 0.03 |  | 0.03
2020-04-06 14:00 | LONG | LONG | BALP | 7.99 | 0.01 |  | 0.01 | -7.98 |  | -7.98 | 8.52 | 0.01 |  | 0.01 | -8.51 |  | -8.51 | 7.97 | 0.01 |  | 0.01 | -7.96 |  | -7.96
2020-04-06 15:00 | LONG | LONG | BALP | 7.99 | 0.01 |  | 0.01 | -7.98 |  | -7.98 | 8.52 | 0.01 |  | 0.01 | -8.51 |  | -8.51 | 7.97 | 0.01 |  | 0.01 | -7.96 |  | -7.96
2020-04-06 16:00 | LONG | LONG | BALP | 7.99 | 0.01 |  | 0.01 | -7.98 |  | -7.98 | 8.52 | 0.01 |  | 0.01 | -8.51 |  | -8.51 | 7.97 | 0.01 |  | 0.01 | -7.96 |  | -7.96
2020-04-06 17:00 | LONG | LONG | BALP | 7.99 | -5 |  | -5 | -12.99 |  | -12.99 | 8.52 | -5 |  | -5 | -13.52 |  | -13.52 | 7.97 | -5 |  | -5 | -12.97 |  | -12.97
2020-04-06 18:00 | LONG | LONG | BALP | 7.99 | 0.01 |  | 0.01 | -7.98 |  | -7.98 | 8.52 | 0.01 |  | 0.01 | -8.51 |  | -8.51 | 7.97 | 0.01 |  | 0.01 | -7.96 |  | -7.96
2020-04-06 19:00 | LONG | LONG | BALP | 7.99 | 0.01 |  | 0.01 | -7.98 |  | -7.98 | 8.52 | 0.01 |  | 0.01 | -8.51 |  | -8.51 | 7.97 | 0.01 |  | 0.01 | -7.96 |  | -7.96
2020-04-06 20:00 | LONG | LONG | BALP | 7.99 | 0.01 |  | 0.01 | -7.98 |  | -7.98 | 8.52 | 0.01 |  | 0.01 | -8.51 |  | -8.51 | 7.97 | 0.01 |  | 0.01 | -7.96 |  | -7.96
2020-04-06 21:00 | LONG | LONG | BALP | 7.99 | 0.01 |  | 0.01 | -7.98 |  | -7.98 | 8.52 | 0.01 |  | 0.01 | -8.51 |  | -8.51 | 7.97 | 0.01 |  | 0.01 | -7.96 |  | -7.96
2020-04-06 22:00 | LONG | LONG | BALP | 7.99 | 1.31 |  | 1.31 | -6.68 |  | -6.68 | 8.52 | 1.31 |  | 1.31 | -7.21 |  | -7.21 | 7.97 | 1.31 |  | 1.31 | -6.66 |  | -6.66
2020-04-06 23:00 | LONG | LONG | BALP | 7.99 | 0.91 |  | 0.91 | -7.08 |  | -7.08 | 8.52 | 0.91 |  | 0.91 | -7.61 |  | -7.61 | 7.97 | 0.91 |  | 0.91 | -7.06 |  | -7.06
2020-04-07 | LONG | LONG | BALP | 7.99 | 0.8 |  | 0.8 | -7.19 |  | -7.19 | 8.52 | 0.8 |  | 0.8 | -7.72 |  | -7.72 | 7.97 | 0.8 |  | 0.8 | -7.17 |  | -7.17
2020-04-07 01:00 | LONG | LONG | BALP | 7.99 | 0.88 |  | 0.88 | -7.11 |  | -7.11 | 8.52 | 0.88 |  | 0.88 | -7.64 |  | -7.64 | 7.97 | 0.88 |  | 0.88 | -7.09 |  | -7.09
2020-04-07 02:00 | LONG | LONG | BALP | 7.99 | 0.44 |  | 0.44 | -7.55 |  | -7.55 | 8.52 | 0.44 |  | 0.44 | -8.08 |  | -8.08 | 7.97 | 0.44 |  | 0.44 | -7.53 |  | -7.53
2020-04-07 03:00 | LONG | LONG | BALP | 7.99 | 0.44 |  | 0.44 | -7.55 |  | -7.55 | 8.52 | 0.44 |  | 0.44 | -8.08 |  | -8.08 | 7.97 | 0.44 |  | 0.44 | -7.53 |  | -7.53
2020-04-07 04:00 | LONG | LONG | BALP | 7.99 | 0.44 |  | 0.44 | -7.55 |  | -7.55 | 8.52 | 0.44 |  | 0.44 | -8.08 |  | -8.08 | 7.97 | 0.44 |  | 0.44 | -7.53 |  | -7.53
2020-04-07 05:00 | LONG | LONG | BALP | 7.99 | 0.5 |  | 0.5 | -7.49 |  | -7.49 | 8.52 | 0.5 |  | 0.5 | -8.02 |  | -8.02 | 7.97 | 0.5 |  | 0.5 | -7.47 |  | -7.47
2020-04-07 06:00 | LONG | LONG | BALP | 7.99 | 0.01 |  | 0.01 | -7.98 |  | -7.98 | 8.52 | 0.01 |  | 0.01 | -8.51 |  | -8.51 | 7.97 | 0.01 |  | 0.01 | -7.96 |  | -7.96
2020-04-07 07:00 | LONG | LONG | BALP | 7.99 | 0.01 |  | 0.01 | -7.98 |  | -7.98 | 8.52 | 0.01 |  | 0.01 | -8.51 |  | -8.51 | 7.97 | 0.01 |  | 0.01 | -7.96 |  | -7.96
2020-04-07 08:00 | LONG | LONG | BALP | 7.99 | 1.4 |  | 1.4 | -6.59 |  | -6.59 | 8.52 | 1.4 |  | 1.4 | -7.12 |  | -7.12 | 7.97 | 1.4 |  | 1.4 | -6.57 |  | -6.57
2020-04-07 09:00 | SHORT | SHORT | BALP | 7.99 | 30.57 | 30.57 |  | 38.56 | 38.56 |  | 8.52 | 30.57 | 30.57 |  | 39.09 | 39.09 |  | 7.97 | 30.57 | 30.57 |  | 38.54 | 38.54
2020-04-07 10:00 | SHORT | SHORT | BALP | 7.99 | 45 | 45 |  | 52.99 | 52.99 |  | 8.52 | 45 | 45 |  | 53.52 | 53.52 |  | 7.97 | 45 | 45 |  | 52.97 | 52.97
2020-04-07 11:00 | LONG | LONG | BALP | 7.99 | 0.01 |  | 0.01 | -7.98 |  | -7.98 | 8.52 | 0.01 |  | 0.01 | -8.51 |  | -8.51 | 7.97 | 0.01 |  | 0.01 | -7.96 |  | -7.96
2020-04-07 12:00 | LONG | LONG | BALP | 7.99 | 0.01 |  | 0.01 | -7.98 |  | -7.98 | 8.52 | 0.01 |  | 0.01 | -8.51 |  | -8.51 | 7.97 | 0.01 |  | 0.01 | -7.96 |  | -7.96
2020-04-07 13:00 | LONG | LONG | BALP | 7.99 | 0.01 |  | 0.01 | -7.98 |  | -7.98 | 8.52 | 0.01 |  | 0.01 | -8.51 |  | -8.51 | 7.97 | 0.01 |  | 0.01 | -7.96 |  | -7.96
2020-04-07 14:00 | LONG | LONG | BALP | 7.99 | 0.01 |  | 0.01 | -7.98 |  | -7.98 | 8.52 | 0.01 |  | 0.01 | -8.51 |  | -8.51 | 7.97 | 0.01 |  | 0.01 | -7.96 |  | -7.96
2020-04-07 15:00 | LONG | LONG | BALP | 7.99 | 0.01 |  | 0.01 | -7.98 |  | -7.98 | 8.52 | 0.01 |  | 0.01 | -8.51 |  | -8.51 | 7.97 | 0.01 |  | 0.01 | -7.96 |  | -7.96
2020-04-07 16:00 | LONG | LONG | BALP | 7.99 | 4.98 |  | 4.98 | -3.01 |  | -3.01 | 8.52 | 4.98 |  | 4.98 | -3.54 |  | -3.54 | 7.97 | 4.98 |  | 4.98 | -2.99 |  | -2.99
2020-04-07 17:00 | LONG | LONG | BALP | 7.99 | 20.6 |  | 20.6 | 12.61 |  | 12.61 | 8.52 | 20.6 |  | 20.6 | 12.08 |  | 12.08 | 7.97 | 20.6 |  | 20.6 | 12.63 |  | 12.63
2020-04-07 18:00 | LONG | LONG | BALP | 7.99 | 38.7 |  | 38.7 | 30.71 |  | 30.71 | 8.52 | 38.7 |  | 38.7 | 30.18 |  | 30.18 | 7.97 | 38.7 |  | 38.7 | 30.73 |  | 30.73
2020-04-07 19:00 | LONG | LONG | BALP | 7.99 | 38.7 |  | 38.7 | 30.71 |  | 30.71 | 8.52 | 38.7 |  | 38.7 | 30.18 |  | 30.18 | 7.97 | 38.7 |  | 38.7 | 30.73 |  | 30.73
2020-04-07 20:00 | LONG | LONG | BALP | 7.99 | 12.74 |  | 12.74 | 4.75 |  | 4.75 | 8.52 | 12.74 |  | 12.74 | 4.22 |  | 4.22 | 7.97 | 12.74 |  | 12.74 | 4.77 |  | 4.77
2020-04-07 21:00 | LONG | LONG | BALP | 7.99 | 12.71 |  | 12.71 | 4.72 |  | 4.72 | 8.52 | 12.71 |  | 12.71 | 4.19 |  | 4.19 | 7.97 | 12.71 |  | 12.71 | 4.74 |  | 4.74
2020-04-07 22:00 | LONG | LONG | BALP | 7.99 | 0.01 |  | 0.01 | -7.98 |  | -7.98 | 8.52 | 0.01 |  | 0.01 | -8.51 |  | -8.51 | 7.97 | 0.01 |  | 0.01 | -7.96 |  | -7.96
2020-04-07 23:00 | LONG | LONG | BALP | 7.99 | 10.63 |  | 10.63 | 2.64 |  | 2.64 | 8.52 | 10.63 |  | 10.63 | 2.11 |  | 2.11 | 7.97 | 10.63 |  | 10.63 | 2.66 |  | 2.66
2020-04-08 | LONG | LONG | BALP | 7.99 | 4.17 |  | 4.17 | -3.82 |  | -3.82 | 8.52 | 4.17 |  | 4.17 | -4.35 |  | -4.35 | 7.97 | 4.17 |  | 4.17 | -3.8 |  | -3.8
2020-04-08 01:00 | LONG | LONG | BALP | 7.99 | 4.38 |  | 4.38 | -3.61 |  | -3.61 | 8.52 | 4.38 |  | 4.38 | -4.14 |  | -4.14 | 7.97 | 4.38 |  | 4.38 | -3.59 |  | -3.59
2020-04-08 02:00 | LONG | LONG | BALP | 7.99 | 2.3 |  | 2.3 | -5.69 |  | -5.69 | 8.52 | 2.3 |  | 2.3 | -6.22 |  | -6.22 | 7.97 | 2.3 |  | 2.3 | -5.67 |  | -5.67
2020-04-08 03:00 | LONG | LONG | BALP | 7.99 | 2.3 |  | 2.3 | -5.69 |  | -5.69 | 8.52 | 2.3 |  | 2.3 | -6.22 |  | -6.22 | 7.97 | 2.3 |  | 2.3 | -5.67 |  | -5.67
2020-04-08 04:00 | LONG | LONG | BALP | 7.99 | 2.3 |  | 2.3 | -5.69 |  | -5.69 | 8.52 | 2.3 |  | 2.3 | -6.22 |  | -6.22 | 7.97 | 2.3 |  | 2.3 | -5.67 |  | -5.67
2020-04-08 05:00 | LONG | LONG | VoAA | 7.99 | 41.3 |  | 41.3 | 33.31 |  | 33.31 | 8.52 | 37.69 |  | 37.69 | 29.17 |  | 29.17 | 7.97 | 20.07 |  | 20.07 | 12.1 |  | 12.1
2020-04-08 06:00 | LONG | LONG | BALP | 7.99 | -2 |  | -2 | -9.99 |  | -9.99 | 8.52 | -2 |  | -2 | -10.52 |  | -10.52 | 7.97 | -2 |  | -2 | -9.97 |  | -9.97
2020-04-08 07:00 | LONG | LONG | BALP | 7.99 | 3.1 |  | 3.1 | -4.89 |  | -4.89 | 8.52 | 3.1 |  | 3.1 | -5.42 |  | -5.42 | 7.97 | 3.1 |  | 3.1 | -4.87 |  | -4.87
2020-04-08 08:00 | LONG | LONG | VoAA | 7.99 | 41.3 |  | 41.3 | 33.31 |  | 33.31 | 8.52 | 38.15 |  | 38.15 | 29.63 |  | 29.63 | 7.97 | 29.7 |  | 29.7 | 21.73 |  | 21.73
2020-04-08 09:00 | LONG | LONG | VoAA | 7.99 | 41.3 |  | 41.3 | 33.31 |  | 33.31 | 8.52 | 38.1 |  | 38.1 | 29.58 |  | 29.58 | 7.97 | 29.08 |  | 29.08 | 21.11 |  | 21.11
2020-04-08 10:00 | LONG | LONG | BALP | 7.99 | 9 |  | 9 | 1.01 |  | 1.01 | 8.52 | 9 |  | 9 | 0.48 |  | 0.48 | 7.97 | 9 |  | 9 | 1.03 |  | 1.03
2020-04-08 11:00 | LONG | LONG | BALP | 7.99 | 0.01 |  | 0.01 | -7.98 |  | -7.98 | 8.52 | 0.01 |  | 0.01 | -8.51 |  | -8.51 | 7.97 | 0.01 |  | 0.01 | -7.96 |  | -7.96
2020-04-08 12:00 | LONG | LONG | BALP | 7.99 | 0.01 |  | 0.01 | -7.98 |  | -7.98 | 8.52 | 0.01 |  | 0.01 | -8.51 |  | -8.51 | 7.97 | 0.01 |  | 0.01 | -7.96 |  | -7.96
2020-04-08 13:00 | LONG | LONG | BALP | 7.99 | 0.01 |  | 0.01 | -7.98 |  | -7.98 | 8.52 | 0.01 |  | 0.01 | -8.51 |  | -8.51 | 7.97 | 0.01 |  | 0.01 | -7.96 |  | -7.96
2020-04-08 14:00 | LONG | LONG | BALP | 7.99 | 0.01 |  | 0.01 | -7.98 |  | -7.98 | 8.52 | 0.01 |  | 0.01 | -8.51 |  | -8.51 | 7.97 | 0.01 |  | 0.01 | -7.96 |  | -7.96
2020-04-08 15:00 | LONG | LONG | BALP | 7.99 | 0.01 |  | 0.01 | -7.98 |  | -7.98 | 8.52 | 0.01 |  | 0.01 | -8.51 |  | -8.51 | 7.97 | 0.01 |  | 0.01 | -7.96 |  | -7.96
2020-04-08 16:00 | LONG | LONG | BALP | 7.99 | 0.01 |  | 0.01 | -7.98 |  | -7.98 | 8.52 | 0.01 |  | 0.01 | -8.51 |  | -8.51 | 7.97 | 0.01 |  | 0.01 | -7.96 |  | -7.96
2020-04-08 17:00 | LONG | LONG | BALP | 7.99 | 0.01 |  | 0.01 | -7.98 |  | -7.98 | 8.52 | 0.01 |  | 0.01 | -8.51 |  | -8.51 | 7.97 | 0.01 |  | 0.01 | -7.96 |  | -7.96
2020-04-08 18:00 | LONG | LONG | BALP | 7.99 | 25.28 |  | 25.28 | 17.29 |  | 17.29 | 8.52 | 25.28 |  | 25.28 | 16.76 |  | 16.76 | 7.97 | 25.28 |  | 25.28 | 17.31 |  | 17.31
2020-04-08 19:00 | LONG | LONG | VoAA | 7.99 | 0.01 |  | 0.01 | -7.98 |  | -7.98 | 8.52 | 17.51 |  | 17.51 | 8.99 |  | 8.99 | 7.97 | 24.08 |  | 24.08 | 16.11 |  | 16.11
2020-04-08 20:00 | LONG | SHORT | BALP | 7.99 | 29.02 |  | 29.02 | 21.03 |  | 21.03 | 8.52 | 29.02 |  | 29.02 | 20.5 |  | 20.5 | 7.97 | 29.02 | 29.02 |  | 36.99 | 36.99
2020-04-08 21:00 | SHORT | SHORT | BALP | 7.99 | 29.07 | 29.07 |  | 37.06 | 37.06 |  | 8.52 | 29.07 | 29.07 |  | 37.59 | 37.59 |  | 7.97 | 29.07 | 29.07 |  | 37.04 | 37.04
2020-04-08 22:00 | SHORT | SHORT | BALP | 7.99 | 47.3 | 47.3 |  | 55.29 | 55.29 |  | 8.52 | 47.3 | 47.3 |  | 55.82 | 55.82 |  | 7.97 | 47.3 | 47.3 |  | 55.27 | 55.27
2020-04-08 23:00 | SHORT | SHORT | BALP | 7.99 | 33.7 | 33.7 |  | 41.69 | 41.69 |  | 8.52 | 33.7 | 33.7 |  | 42.22 | 42.22 |  | 7.97 | 33.7 | 33.7 |  | 41.67 | 41.67
2020-04-09 | LONG | LONG | BALP | 7.99 | 0.01 |  | 0.01 | -7.98 |  | -7.98 | 8.52 | 0.01 |  | 0.01 | -8.51 |  | -8.51 | 7.97 | 0.01 |  | 0.01 | -7.96 |  | -7.96
2020-04-09 01:00 | LONG | LONG | BALP | 7.99 | 4.25 |  | 4.25 | -3.74 |  | -3.74 | 8.52 | 4.25 |  | 4.25 | -4.27 |  | -4.27 | 7.97 | 4.25 |  | 4.25 | -3.72 |  | -3.72
2020-04-09 02:00 | LONG | LONG | BALP | 7.99 | 4.17 |  | 4.17 | -3.82 |  | -3.82 | 8.52 | 4.17 |  | 4.17 | -4.35 |  | -4.35 | 7.97 | 4.17 |  | 4.17 | -3.8 |  | -3.8
2020-04-09 03:00 | LONG | LONG | BALP | 7.99 | 4.13 |  | 4.13 | -3.86 |  | -3.86 | 8.52 | 4.13 |  | 4.13 | -4.39 |  | -4.39 | 7.97 | 4.13 |  | 4.13 | -3.84 |  | -3.84
2020-04-09 04:00 | LONG | LONG | BALP | 7.99 | 4.17 |  | 4.17 | -3.82 |  | -3.82 | 8.52 | 4.17 |  | 4.17 | -4.35 |  | -4.35 | 7.97 | 4.17 |  | 4.17 | -3.8 |  | -3.8
2020-04-09 05:00 | LONG | LONG | VoAA | 7.99 | 0 |  | 0 | -7.99 |  | -7.99 | 8.52 | 10.47 |  | 10.47 | 1.95 |  | 1.95 | 7.97 | 4.31 |  | 4.31 | -3.66 |  | -3.66
2020-04-09 06:00 | LONG | LONG | BALP | 7.99 | 10.94 |  | 10.94 | 2.95 |  | 2.95 | 8.52 | 10.94 |  | 10.94 | 2.42 |  | 2.42 | 7.97 | 10.94 |  | 10.94 | 2.97 |  | 2.97
2020-04-09 07:00 | LONG | LONG | BALP | 7.99 | 11.93 |  | 11.93 | 3.94 |  | 3.94 | 8.52 | 11.93 |  | 11.93 | 3.41 |  | 3.41 | 7.97 | 11.93 |  | 11.93 | 3.96 |  | 3.96
2020-04-09 08:00 | LONG | LONG | BALP | 7.99 | 9 |  | 9 | 1.01 |  | 1.01 | 8.52 | 9 |  | 9 | 0.48 |  | 0.48 | 7.97 | 9 |  | 9 | 1.03 |  | 1.03
2020-04-09 09:00 | LONG | SHORT | BALP | 7.99 | 9 |  | 9 | 1.01 |  | 1.01 | 8.52 | 9 |  | 9 | 0.48 |  | 0.48 | 7.97 | 28.59 | 28.59 |  | 36.56 | 36.56
2020-04-09 10:00 | SHORT | SHORT | BALP | 7.99 | 42 | 42 |  | 49.99 | 49.99 |  | 8.52 | 42 | 42 |  | 50.52 | 50.52 |  | 7.97 | 42 | 42 |  | 49.97 | 49.97
2020-04-09 11:00 | SHORT | SHORT | BALP | 7.99 | 42 | 42 |  | 49.99 | 49.99 |  | 8.52 | 42 | 42 |  | 50.52 | 50.52 |  | 7.97 | 42 | 42 |  | 49.97 | 49.97
2020-04-09 12:00 | SHORT | SHORT | BALP | 7.99 | 42 | 42 |  | 49.99 | 49.99 |  | 8.52 | 42 | 42 |  | 50.52 | 50.52 |  | 7.97 | 42 | 42 |  | 49.97 | 49.97
2020-04-09 13:00 | SHORT | SHORT | BALP | 7.99 | 46.9 | 46.9 |  | 54.89 | 54.89 |  | 8.52 | 46.9 | 46.9 |  | 55.42 | 55.42 |  | 7.97 | 46.9 | 46.9 |  | 54.87 | 54.87
2020-04-09 14:00 | LONG | LONG | BALP | 7.99 | 18.95 |  | 18.95 | 10.96 |  | 10.96 | 8.52 | 18.95 |  | 18.95 | 10.43 |  | 10.43 | 7.97 | 18.95 |  | 18.95 | 10.98 |  | 10.98
2020-04-09 15:00 | LONG | LONG | BALP | 7.99 | 4.5 |  | 4.5 | -3.49 |  | -3.49 | 8.52 | 4.5 |  | 4.5 | -4.02 |  | -4.02 | 7.97 | 4.5 |  | 4.5 | -3.47 |  | -3.47
2020-04-09 16:00 | LONG | LONG | BALP | 7.99 | 0.01 |  | 0.01 | -7.98 |  | -7.98 | 8.52 | 0.01 |  | 0.01 | -8.51 |  | -8.51 | 7.97 | 0.01 |  | 0.01 | -7.96 |  | -7.96
2020-04-09 17:00 | LONG | LONG | BALP | 7.99 | 4.49 |  | 4.49 | -3.5 |  | -3.5 | 8.52 | 4.49 |  | 4.49 | -4.03 |  | -4.03 | 7.97 | 4.49 |  | 4.49 | -3.48 |  | -3.48
2020-04-09 18:00 | LONG | SHORT | BALP | 7.99 | 7.9 |  | 7.9 | -0.09 |  | -0.09 | 8.52 | 7.9 |  | 7.9 | -0.62 |  | -0.62 | 7.97 | 7.9 | 7.9 |  | 15.87 | 15.87
2020-04-09 19:00 | LONG | SHORT | BALP | 7.99 | 16.75 |  | 16.75 | 8.76 |  | 8.76 | 8.52 | 16.75 |  | 16.75 | 8.23 |  | 8.23 | 7.97 | 24.04 | 24.04 |  | 32.01 | 32.01
2020-04-09 20:00 | LONG | SHORT | BALP | 7.99 | 6 |  | 6 | -1.99 |  | -1.99 | 8.52 | 6 |  | 6 | -2.52 |  | -2.52 | 7.97 | 27.05 | 27.05 |  | 35.02 | 35.02
2020-04-09 21:00 | LONG | SHORT | BALP | 7.99 | 18.11 |  | 18.11 | 10.12 |  | 10.12 | 8.52 | 18.11 |  | 18.11 | 9.59 |  | 9.59 | 7.97 | 27.09 | 27.09 |  | 35.06 | 35.06
2020-04-09 22:00 | LONG | SHORT | BALP | 7.99 | 16.01 |  | 16.01 | 8.02 |  | 8.02 | 8.52 | 16.01 |  | 16.01 | 7.49 |  | 7.49 | 7.97 | 27.08 | 27.08 |  | 35.05 | 35.05
2020-04-09 23:00 | SHORT | SHORT | VoAA | 7.99 | 26.94 | 26.94 |  | 34.93 | 34.93 |  | 8.52 | 33.92 | 33.92 |  | 42.44 | 42.44 |  | 7.97 | 27.08 | 27.08 |  | 35.05 | 35.05
2020-04-10 | SHORT | SHORT | VoAA | 7.99 | 24.01 | 24.01 |  | 32 | 32 |  | 8.52 | 12.01 | 12.01 |  | 20.53 | 20.53 |  | 7.97 | 16.94 | 16.94 |  | 24.91 | 24.91
2020-04-10 01:00 | SHORT | SHORT | BALP | 7.99 | 14.01 | 14.01 |  | 22 | 22 |  | 8.52 | 14.01 | 14.01 |  | 22.53 | 22.53 |  | 7.97 | 14.01 | 14.01 |  | 21.98 | 21.98
2020-04-10 02:00 | SHORT | SHORT | BALP | 7.99 | 7.1 | 7.1 |  | 15.09 | 15.09 |  | 8.52 | 7.1 | 7.1 |  | 15.62 | 15.62 |  | 7.97 | 7.1 | 7.1 |  | 15.07 | 15.07
2020-04-10 03:00 | SHORT | SHORT | BALP | 7.99 | 21.5 | 21.5 |  | 29.49 | 29.49 |  | 8.52 | 21.5 | 21.5 |  | 30.02 | 30.02 |  | 7.97 | 21.5 | 21.5 |  | 29.47 | 29.47
2020-04-10 04:00 | SHORT | SHORT | BALP | 7.99 | 21.5 | 21.5 |  | 29.49 | 29.49 |  | 8.52 | 21.5 | 21.5 |  | 30.02 | 30.02 |  | 7.97 | 21.5 | 21.5 |  | 29.47 | 29.47
2020-04-10 05:00 | SHORT | SHORT | BALP | 7.99 | 23.1 | 23.1 |  | 31.09 | 31.09 |  | 8.52 | 23.1 | 23.1 |  | 31.62 | 31.62 |  | 7.97 | 23.1 | 23.1 |  | 31.07 | 31.07
2020-04-10 06:00 | SHORT | SHORT | BALP | 7.99 | 95 | 95 |  | 102.99 | 102.99 |  | 8.52 | 95 | 95 |  | 103.52 | 103.52 |  | 7.97 | 95 | 95 |  | 102.97 | 102.97
2020-04-10 07:00 | SHORT | SHORT | BALP | 7.99 | 55 | 55 |  | 62.99 | 62.99 |  | 8.52 | 55 | 55 |  | 63.52 | 63.52 |  | 7.97 | 55 | 55 |  | 62.97 | 62.97
2020-04-10 08:00 | SHORT | SHORT | BALP | 7.99 | 94 | 94 |  | 101.99 | 101.99 |  | 8.52 | 94 | 94 |  | 102.52 | 102.52 |  | 7.97 | 94 | 94 |  | 101.97 | 101.97
2020-04-10 09:00 | SHORT | SHORT | BALP | 7.99 | 94 | 94 |  | 101.99 | 101.99 |  | 8.52 | 94 | 94 |  | 102.52 | 102.52 |  | 7.97 | 94 | 94 |  | 101.97 | 101.97
2020-04-10 10:00 | LONG | LONG | BALP | 7.99 | 0.01 |  | 0.01 | -7.98 |  | -7.98 | 8.52 | 0.01 |  | 0.01 | -8.51 |  | -8.51 | 7.97 | 0.01 |  | 0.01 | -7.96 |  | -7.96
2020-04-10 11:00 | LONG | LONG | VoAA | 7.99 | 41.5 |  | 41.5 | 33.51 |  | 33.51 | 8.52 | 38.45 |  | 38.45 | 29.93 |  | 29.93 | 7.97 | 29.49 |  | 29.49 | 21.52 |  | 21.52
2020-04-10 12:00 | LONG | LONG | VoAA | 7.99 | 41.5 |  | 41.5 | 33.51 |  | 33.51 | 8.52 | 40.47 |  | 40.47 | 31.95 |  | 31.95 | 7.97 | 34.58 |  | 34.58 | 26.61 |  | 26.61
2020-04-10 13:00 | LONG | LONG | VoAA | 7.99 | 41.5 |  | 41.5 | 33.51 |  | 33.51 | 8.52 | 38.4 |  | 38.4 | 29.88 |  | 29.88 | 7.97 | 29.43 |  | 29.43 | 21.46 |  | 21.46
2020-04-10 14:00 | LONG | LONG | BALP | 7.99 | 3 |  | 3 | -4.99 |  | -4.99 | 8.52 | 3 |  | 3 | -5.52 |  | -5.52 | 7.97 | 3 |  | 3 | -4.97 |  | -4.97
2020-04-10 15:00 | LONG | LONG | VoAA | 7.99 | 0.01 |  | 0.01 | -7.98 |  | -7.98 | 8.52 | 12.15 |  | 12.15 | 3.63 |  | 3.63 | 7.97 | 24.35 |  | 24.35 | 16.38 |  | 16.38
2020-04-10 16:00 | LONG | LONG | BALP | 7.99 | 2.5 |  | 2.5 | -5.49 |  | -5.49 | 8.52 | 2.5 |  | 2.5 | -6.02 |  | -6.02 | 7.97 | 2.5 |  | 2.5 | -5.47 |  | -5.47
2020-04-10 17:00 | SHORT | SHORT | BALP | 7.99 | 65 | 65 |  | 72.99 | 72.99 |  | 8.52 | 65 | 65 |  | 73.52 | 73.52 |  | 7.97 | 65 | 65 |  | 72.97 | 72.97
2020-04-10 18:00 | SHORT | SHORT | BALP | 7.99 | 94 | 94 |  | 101.99 | 101.99 |  | 8.52 | 94 | 94 |  | 102.52 | 102.52 |  | 7.97 | 94 | 94 |  | 101.97 | 101.97
2020-04-10 19:00 | SHORT | SHORT | BALP | 7.99 | 47.5 | 47.5 |  | 55.49 | 55.49 |  | 8.52 | 47.5 | 47.5 |  | 56.02 | 56.02 |  | 7.97 | 47.5 | 47.5 |  | 55.47 | 55.47
2020-04-10 20:00 | LONG | LONG | BALP | 7.99 | 20.72 |  | 20.72 | 12.73 |  | 12.73 | 8.52 | 20.72 |  | 20.72 | 12.2 |  | 12.2 | 7.97 | 20.72 |  | 20.72 | 12.75 |  | 12.75
2020-04-10 21:00 | LONG | LONG | BALP | 7.99 | 23.58 |  | 23.58 | 15.59 |  | 15.59 | 8.52 | 23.58 |  | 23.58 | 15.06 |  | 15.06 | 7.97 | 23.58 |  | 23.58 | 15.61 |  | 15.61
2020-04-10 22:00 | LONG | LONG | VoAA | 7.99 | 41.5 |  | 41.5 | 33.51 |  | 33.51 | 8.52 | 38.89 |  | 38.89 | 30.37 |  | 30.37 | 7.97 | 30.82 |  | 30.82 | 22.85 |  | 22.85
2020-04-10 23:00 | LONG | LONG | VoAA | 7.99 | 41.5 |  | 41.5 | 33.51 |  | 33.51 | 8.52 | 34.27 |  | 34.27 | 25.75 |  | 25.75 | 7.97 | 26.28 |  | 26.28 | 18.31 |  | 18.31
2020-04-11 | LONG | LONG | BALP | 7.99 | 13.77 |  | 13.77 | 5.78 |  | 5.78 | 8.52 | 13.77 |  | 13.77 | 5.25 |  | 5.25 | 7.97 | 13.77 |  | 13.77 | 5.8 |  | 5.8
2020-04-11 01:00 | LONG | LONG | VoAA | 7.99 | 41.4 |  | 41.4 | 33.41 |  | 33.41 | 8.52 | 29.18 |  | 29.18 | 20.66 |  | 20.66 | 7.97 | 10.12 |  | 10.12 | 2.15 |  | 2.15
2020-04-11 02:00 | LONG | LONG | BALP | 7.99 | 6.96 |  | 6.96 | -1.03 |  | -1.03 | 8.52 | 6.96 |  | 6.96 | -1.56 |  | -1.56 | 7.97 | 6.96 |  | 6.96 | -1.01 |  | -1.01
2020-04-11 03:00 | SHORT | SHORT | VoAA | 7.99 | 17.3 | 17.3 |  | 25.29 | 25.29 |  | 8.52 | 5.41 | 5.41 |  | 13.93 | 13.93 |  | 7.97 | 5.6 | 5.6 |  | 13.57 | 13.57
2020-04-11 04:00 | SHORT | SHORT | BALP | 7.99 | 50 | 50 |  | 57.99 | 57.99 |  | 8.52 | 50 | 50 |  | 58.52 | 58.52 |  | 7.97 | 50 | 50 |  | 57.97 | 57.97
2020-04-11 05:00 | SHORT | SHORT | BALP | 7.99 | 80 | 80 |  | 87.99 | 87.99 |  | 8.52 | 80 | 80 |  | 88.52 | 88.52 |  | 7.97 | 80 | 80 |  | 87.97 | 87.97
2020-04-11 06:00 | LONG | LONG | VoAA | 7.99 | 41.4 |  | 41.4 | 33.41 |  | 33.41 | 8.52 | 34.73 |  | 34.73 | 26.21 |  | 26.21 | 7.97 | 13.48 |  | 13.48 | 5.51 |  | 5.51
2020-04-11 07:00 | LONG | LONG | BALP | 7.99 | 18.06 |  | 18.06 | 10.07 |  | 10.07 | 8.52 | 18.06 |  | 18.06 | 9.54 |  | 9.54 | 7.97 | 18.06 |  | 18.06 | 10.09 |  | 10.09
2020-04-11 08:00 | LONG | LONG | VoAA | 7.99 | 0.01 |  | 0.01 | -7.98 |  | -7.98 | 8.52 | 15.01 |  | 15.01 | 6.49 |  | 6.49 | 7.97 | 20.01 |  | 20.01 | 12.04 |  | 12.04
2020-04-11 09:00 | LONG | LONG | VoAA | 7.99 | 0.01 |  | 0.01 | -7.98 |  | -7.98 | 8.52 | 15.01 |  | 15.01 | 6.49 |  | 6.49 | 7.97 | 24.44 |  | 24.44 | 16.47 |  | 16.47
2020-04-11 10:00 | LONG | LONG | VoAA | 7.99 | 0.01 |  | 0.01 | -7.98 |  | -7.98 | 8.52 | 13.09 |  | 13.09 | 4.57 |  | 4.57 | 7.97 | 20.82 |  | 20.82 | 12.85 |  | 12.85
2020-04-11 11:00 | LONG | LONG | BALP | 7.99 | 2.1 |  | 2.1 | -5.89 |  | -5.89 | 8.52 | 2.1 |  | 2.1 | -6.42 |  | -6.42 | 7.97 | 2.1 |  | 2.1 | -5.87 |  | -5.87
2020-04-11 12:00 | LONG | LONG | VoAA | 7.99 | 0.01 |  | 0.01 | -7.98 |  | -7.98 | 8.52 | 14.39 |  | 14.39 | 5.87 |  | 5.87 | 7.97 | 17.25 |  | 17.25 | 9.28 |  | 9.28
2020-04-11 13:00 | LONG | LONG | BALP | 7.99 | 2.1 |  | 2.1 | -5.89 |  | -5.89 | 8.52 | 2.1 |  | 2.1 | -6.42 |  | -6.42 | 7.97 | 2.1 |  | 2.1 | -5.87 |  | -5.87
2020-04-11 14:00 | LONG | LONG | BALP | 7.99 | 17 |  | 17 | 9.01 |  | 9.01 | 8.52 | 17 |  | 17 | 8.48 |  | 8.48 | 7.97 | 17 |  | 17 | 9.03 |  | 9.03
2020-04-11 15:00 | LONG | LONG | BALP | 7.99 | 0.01 |  | 0.01 | -7.98 |  | -7.98 | 8.52 | 0.01 |  | 0.01 | -8.51 |  | -8.51 | 7.97 | 0.01 |  | 0.01 | -7.96 |  | -7.96
2020-04-11 16:00 | LONG | LONG | BALP | 7.99 | 0.01 |  | 0.01 | -7.98 |  | -7.98 | 8.52 | 0.01 |  | 0.01 | -8.51 |  | -8.51 | 7.97 | 0.01 |  | 0.01 | -7.96 |  | -7.96
2020-04-11 17:00 | LONG | LONG | BALP | 7.99 | 0.01 |  | 0.01 | -7.98 |  | -7.98 | 8.52 | 0.01 |  | 0.01 | -8.51 |  | -8.51 | 7.97 | 0.01 |  | 0.01 | -7.96 |  | -7.96
2020-04-11 18:00 | LONG | SHORT | BALP | 7.99 | 41.4 |  | 41.4 | 33.41 |  | 33.41 | 8.52 | 41.4 |  | 41.4 | 32.88 |  | 32.88 | 7.97 | 19.52 | 19.52 |  | 27.49 | 27.49
2020-04-11 19:00 | SHORT | SHORT | BALP | 7.99 | 22.72 | 22.72 |  | 30.71 | 30.71 |  | 8.52 | 22.72 | 22.72 |  | 31.24 | 31.24 |  | 7.97 | 22.72 | 22.72 |  | 30.69 | 30.69
2020-04-11 20:00 | SHORT | SHORT | BALP | 7.99 | 95 | 95 |  | 102.99 | 102.99 |  | 8.52 | 95 | 95 |  | 103.52 | 103.52 |  | 7.97 | 95 | 95 |  | 102.97 | 102.97
2020-04-11 21:00 | SHORT | SHORT | BALP | 7.99 | 50 | 50 |  | 57.99 | 57.99 |  | 8.52 | 50 | 50 |  | 58.52 | 58.52 |  | 7.97 | 50 | 50 |  | 57.97 | 57.97
2020-04-11 22:00 | LONG | LONG | BALP | 7.99 | 0.01 |  | 0.01 | -7.98 |  | -7.98 | 8.52 | 0.01 |  | 0.01 | -8.51 |  | -8.51 | 7.97 | 0.01 |  | 0.01 | -7.96 |  | -7.96
2020-04-11 23:00 | LONG | LONG | VoAA | 7.99 | 41.4 |  | 41.4 | 33.41 |  | 33.41 | 8.52 | 31.27 |  | 31.27 | 22.75 |  | 22.75 | 7.97 | 15.84 |  | 15.84 | 7.87 |  | 7.87
2020-04-12 | LONG | LONG | BALP | 7.99 | 11.14 |  | 11.14 | 3.15 |  | 3.15 | 8.52 | 11.14 |  | 11.14 | 2.62 |  | 2.62 | 7.97 | 11.14 |  | 11.14 | 3.17 |  | 3.17
2020-04-12 01:00 | LONG | LONG | BALP | 7.99 | 1.35 |  | 1.35 | -6.64 |  | -6.64 | 8.52 | 1.35 |  | 1.35 | -7.17 |  | -7.17 | 7.97 | 1.35 |  | 1.35 | -6.62 |  | -6.62
2020-04-12 02:00 | LONG | LONG | BALP | 7.99 | 0.01 |  | 0.01 | -7.98 |  | -7.98 | 8.52 | 0.01 |  | 0.01 | -8.51 |  | -8.51 | 7.97 | 0.01 |  | 0.01 | -7.96 |  | -7.96
2020-04-12 03:00 | LONG | LONG | BALP | 7.99 | 0.01 |  | 0.01 | -7.98 |  | -7.98 | 8.52 | 0.01 |  | 0.01 | -8.51 |  | -8.51 | 7.97 | 0.01 |  | 0.01 | -7.96 |  | -7.96
2020-04-12 04:00 | LONG | LONG | BALP | 7.99 | 0 |  | 0 | -7.99 |  | -7.99 | 8.52 | 0 |  | 0 | -8.52 |  | -8.52 | 7.97 | 0 |  | 0 | -7.97 |  | -7.97
2020-04-12 05:00 | LONG | LONG | BALP | 7.99 | 0 |  | 0 | -7.99 |  | -7.99 | 8.52 | 0 |  | 0 | -8.52 |  | -8.52 | 7.97 | 0 |  | 0 | -7.97 |  | -7.97
2020-04-12 06:00 | LONG | LONG | BALP | 7.99 | 0 |  | 0 | -7.99 |  | -7.99 | 8.52 | 0 |  | 0 | -8.52 |  | -8.52 | 7.97 | 0 |  | 0 | -7.97 |  | -7.97
2020-04-12 07:00 | LONG | LONG | BALP | 7.99 | 0.01 |  | 0.01 | -7.98 |  | -7.98 | 8.52 | 0.01 |  | 0.01 | -8.51 |  | -8.51 | 7.97 | 0.01 |  | 0.01 | -7.96 |  | -7.96
2020-04-12 08:00 | LONG | LONG | BALP | 7.99 | 0.45 |  | 0.45 | -7.54 |  | -7.54 | 8.52 | 0.45 |  | 0.45 | -8.07 |  | -8.07 | 7.97 | 0.45 |  | 0.45 | -7.52 |  | -7.52
2020-04-12 09:00 | LONG | LONG | BALP | 7.99 | 0.5 |  | 0.5 | -7.49 |  | -7.49 | 8.52 | 0.5 |  | 0.5 | -8.02 |  | -8.02 | 7.97 | 0.5 |  | 0.5 | -7.47 |  | -7.47
2020-04-12 10:00 | LONG | LONG | BALP | 7.99 | 1.5 |  | 1.5 | -6.49 |  | -6.49 | 8.52 | 1.5 |  | 1.5 | -7.02 |  | -7.02 | 7.97 | 1.5 |  | 1.5 | -6.47 |  | -6.47
2020-04-12 11:00 | LONG | LONG | BALP | 7.99 | 1.5 |  | 1.5 | -6.49 |  | -6.49 | 8.52 | 1.5 |  | 1.5 | -7.02 |  | -7.02 | 7.97 | 1.5 |  | 1.5 | -6.47 |  | -6.47
2020-04-12 12:00 | SHORT | SHORT | BALP | 7.99 | 45 | 45 |  | 52.99 | 52.99 |  | 8.52 | 45 | 45 |  | 53.52 | 53.52 |  | 7.97 | 45 | 45 |  | 52.97 | 52.97
2020-04-12 13:00 | SHORT | SHORT | BALP | 7.99 | 45 | 45 |  | 52.99 | 52.99 |  | 8.52 | 45 | 45 |  | 53.52 | 53.52 |  | 7.97 | 45 | 45 |  | 52.97 | 52.97
2020-04-12 14:00 | SHORT | SHORT | BALP | 7.99 | 45 | 45 |  | 52.99 | 52.99 |  | 8.52 | 45 | 45 |  | 53.52 | 53.52 |  | 7.97 | 45 | 45 |  | 52.97 | 52.97
2020-04-12 15:00 | SHORT | SHORT | BALP | 7.99 | 45 | 45 |  | 52.99 | 52.99 |  | 8.52 | 45 | 45 |  | 53.52 | 53.52 |  | 7.97 | 45 | 45 |  | 52.97 | 52.97
2020-04-12 16:00 | SHORT | LONG | BALP | 7.99 | 30 | 30 |  | 37.99 | 37.99 |  | 8.52 | 30 | 30 |  | 38.52 | 38.52 |  | 7.97 | 4.07 |  | 4.07 | -3.9 |  | -3.9
2020-04-12 17:00 | LONG | LONG | BALP | 7.99 | 3 |  | 3 | -4.99 |  | -4.99 | 8.52 | 3 |  | 3 | -5.52 |  | -5.52 | 7.97 | 3 |  | 3 | -4.97 |  | -4.97
2020-04-12 18:00 | LONG | LONG | BALP | 7.99 | 0.9 |  | 0.9 | -7.09 |  | -7.09 | 8.52 | 0.9 |  | 0.9 | -7.62 |  | -7.62 | 7.97 | 0.9 |  | 0.9 | -7.07 |  | -7.07
2020-04-12 19:00 | LONG | LONG | VoAA | 7.99 | 0.01 |  | 0.01 | -7.98 |  | -7.98 | 8.52 | 7.06 |  | 7.06 | -1.46 |  | -1.46 | 7.97 | 4.03 |  | 4.03 | -3.94 |  | -3.94
2020-04-12 20:00 | LONG | LONG | BALP | 7.99 | 1.88 |  | 1.88 | -6.11 |  | -6.11 | 8.52 | 1.88 |  | 1.88 | -6.64 |  | -6.64 | 7.97 | 1.88 |  | 1.88 | -6.09 |  | -6.09
2020-04-12 21:00 | LONG | LONG | BALP | 7.99 | 0.01 |  | 0.01 | -7.98 |  | -7.98 | 8.52 | 0.01 |  | 0.01 | -8.51 |  | -8.51 | 7.97 | 0.01 |  | 0.01 | -7.96 |  | -7.96
2020-04-12 22:00 | LONG | LONG | BALP | 7.99 | 0.01 |  | 0.01 | -7.98 |  | -7.98 | 8.52 | 0.01 |  | 0.01 | -8.51 |  | -8.51 | 7.97 | 0.01 |  | 0.01 | -7.96 |  | -7.96
2020-04-12 23:00 | LONG | LONG | BALP | 7.99 | -19.67 |  | -19.67 | -27.66 |  | -27.66 | 8.52 | -19.67 |  | -19.67 | -28.19 |  | -28.19 | 7.97 | -19.67 |  | -19.67 | -27.64 |  | -27.64
2020-04-13 | LONG | LONG | BALP | 7.99 | 1.5 |  | 1.5 | -6.49 |  | -6.49 | 8.52 | 1.5 |  | 1.5 | -7.02 |  | -7.02 | 7.97 | 1.5 |  | 1.5 | -6.47 |  | -6.47
2020-04-13 01:00 | SHORT | SHORT | VoAA | 7.99 | 11.65 | 11.65 |  | 19.64 | 19.64 |  | 8.52 | 5.83 | 5.83 |  | 14.35 | 14.35 |  | 7.97 | 2.9 | 2.9 |  | 10.87 | 10.87
2020-04-13 02:00 | LONG | LONG | BALP | 7.99 | 1.65 |  | 1.65 | -6.34 |  | -6.34 | 8.52 | 1.65 |  | 1.65 | -6.87 |  | -6.87 | 7.97 | 1.65 |  | 1.65 | -6.32 |  | -6.32
2020-04-13 03:00 | LONG | LONG | BALP | 7.99 | 0.45 |  | 0.45 | -7.54 |  | -7.54 | 8.52 | 0.45 |  | 0.45 | -8.07 |  | -8.07 | 7.97 | 0.45 |  | 0.45 | -7.52 |  | -7.52
2020-04-13 04:00 | LONG | LONG | BALP | 7.99 | 0 |  | 0 | -7.99 |  | -7.99 | 8.52 | 0 |  | 0 | -8.52 |  | -8.52 | 7.97 | 0 |  | 0 | -7.97 |  | -7.97
2020-04-13 05:00 | LONG | LONG | BALP | 7.99 | 0 |  | 0 | -7.99 |  | -7.99 | 8.52 | 0 |  | 0 | -8.52 |  | -8.52 | 7.97 | 0 |  | 0 | -7.97 |  | -7.97
2020-04-13 06:00 | LONG | LONG | BALP | 7.99 | 1.44 |  | 1.44 | -6.55 |  | -6.55 | 8.52 | 1.44 |  | 1.44 | -7.08 |  | -7.08 | 7.97 | 1.44 |  | 1.44 | -6.53 |  | -6.53
2020-04-13 07:00 | LONG | LONG | BALP | 7.99 | 1.67 |  | 1.67 | -6.32 |  | -6.32 | 8.52 | 1.67 |  | 1.67 | -6.85 |  | -6.85 | 7.97 | 1.67 |  | 1.67 | -6.3 |  | -6.3
2020-04-13 08:00 | LONG | LONG | BALP | 7.99 | 0.01 |  | 0.01 | -7.98 |  | -7.98 | 8.52 | 0.01 |  | 0.01 | -8.51 |  | -8.51 | 7.97 | 0.01 |  | 0.01 | -7.96 |  | -7.96
2020-04-13 09:00 | LONG | LONG | BALP | 7.99 | 7.05 |  | 7.05 | -0.94 |  | -0.94 | 8.52 | 7.05 |  | 7.05 | -1.47 |  | -1.47 | 7.97 | 7.05 |  | 7.05 | -0.92 |  | -0.92
2020-04-13 10:00 | SHORT | SHORT | BALP | 7.99 | 9.37 | 9.37 |  | 17.36 | 17.36 |  | 8.52 | 9.37 | 9.37 |  | 17.89 | 17.89 |  | 7.97 | 9.37 | 9.37 |  | 17.34 | 17.34
2020-04-13 11:00 | SHORT | SHORT | BALP | 7.99 | 44.9 | 44.9 |  | 52.89 | 52.89 |  | 8.52 | 44.9 | 44.9 |  | 53.42 | 53.42 |  | 7.97 | 44.9 | 44.9 |  | 52.87 | 52.87
2020-04-13 12:00 | SHORT | SHORT | BALP | 7.99 | 44.9 | 44.9 |  | 52.89 | 52.89 |  | 8.52 | 44.9 | 44.9 |  | 53.42 | 53.42 |  | 7.97 | 44.9 | 44.9 |  | 52.87 | 52.87
2020-04-13 13:00 | LONG | LONG | VoAA | 7.99 | 0.01 |  | 0.01 | -7.98 |  | -7.98 | 8.52 | 8.7 |  | 8.7 | 0.18 |  | 0.18 | 7.97 | 7 |  | 7 | -0.97 |  | -0.97
2020-04-13 14:00 | LONG | LONG | VoAA | 7.99 | 0.01 |  | 0.01 | -7.98 |  | -7.98 | 8.52 | 8.73 |  | 8.73 | 0.21 |  | 0.21 | 7.97 | 7.38 |  | 7.38 | -0.59 |  | -0.59
2020-04-13 15:00 | LONG | LONG | BALP | 7.99 | 7.44 |  | 7.44 | -0.55 |  | -0.55 | 8.52 | 7.44 |  | 7.44 | -1.08 |  | -1.08 | 7.97 | 7.44 |  | 7.44 | -0.53 |  | -0.53
2020-04-13 16:00 | SHORT | SHORT | VoAA | 7.99 | 15.88 | 15.88 |  | 23.87 | 23.87 |  | 8.52 | 7.95 | 7.95 |  | 16.47 | 16.47 |  | 7.97 | 6.7 | 6.7 |  | 14.67 | 14.67
2020-04-13 17:00 | LONG | LONG | VoAA | 7.99 | 0.01 |  | 0.01 | -7.98 |  | -7.98 | 8.52 | 7.85 |  | 7.85 | -0.67 |  | -0.67 | 7.97 | 5.88 |  | 5.88 | -2.09 |  | -2.09
2020-04-13 18:00 | LONG | LONG | BALP | 7.99 | 2.35 |  | 2.35 | -5.64 |  | -5.64 | 8.52 | 2.35 |  | 2.35 | -6.17 |  | -6.17 | 7.97 | 2.35 |  | 2.35 | -5.62 |  | -5.62
2020-04-13 19:00 | LONG | LONG | VoAA | 7.99 | 0.01 |  | 0.01 | -7.98 |  | -7.98 | 8.52 | 9.81 |  | 9.81 | 1.29 |  | 1.29 | 7.97 | 7.43 |  | 7.43 | -0.54 |  | -0.54
2020-04-13 20:00 | LONG | LONG | BALP | 7.99 | 3.89 |  | 3.89 | -4.1 |  | -4.1 | 8.52 | 3.89 |  | 3.89 | -4.63 |  | -4.63 | 7.97 | 3.89 |  | 3.89 | -4.08 |  | -4.08
2020-04-13 21:00 | SHORT | SHORT | BALP | 7.99 | 80 | 80 |  | 87.99 | 87.99 |  | 8.52 | 80 | 80 |  | 88.52 | 88.52 |  | 7.97 | 80 | 80 |  | 87.97 | 87.97
2020-04-13 22:00 | SHORT | SHORT | BALP | 7.99 | 80 | 80 |  | 87.99 | 87.99 |  | 8.52 | 80 | 80 |  | 88.52 | 88.52 |  | 7.97 | 80 | 80 |  | 87.97 | 87.97
2020-04-13 23:00 | SHORT | SHORT | BALP | 7.99 | 80 | 80 |  | 87.99 | 87.99 |  | 8.52 | 80 | 80 |  | 88.52 | 88.52 |  | 7.97 | 80 | 80 |  | 87.97 | 87.97
2020-04-14 | LONG | LONG | BALP | 7.99 | 4.13 |  | 4.13 | -3.86 |  | -3.86 | 8.52 | 4.13 |  | 4.13 | -4.39 |  | -4.39 | 7.97 | 4.13 |  | 4.13 | -3.84 |  | -3.84
2020-04-14 01:00 | LONG | LONG | BALP | 7.99 | 3.79 |  | 3.79 | -4.2 |  | -4.2 | 8.52 | 3.79 |  | 3.79 | -4.73 |  | -4.73 | 7.97 | 3.79 |  | 3.79 | -4.18 |  | -4.18
2020-04-14 02:00 | LONG | LONG | BALP | 7.99 | 4.11 |  | 4.11 | -3.88 |  | -3.88 | 8.52 | 4.11 |  | 4.11 | -4.41 |  | -4.41 | 7.97 | 4.11 |  | 4.11 | -3.86 |  | -3.86
2020-04-14 03:00 | SHORT | SHORT | VoAA | 7.99 | 13.86 | 13.86 |  | 21.85 | 21.85 |  | 8.52 | -3.92 | -3.92 |  | 4.6 | 4.6 |  | 7.97 | 3.81 | 3.81 |  | 11.78 | 11.78
2020-04-14 04:00 | SHORT | SHORT | VoAA | 7.99 | 14.49 | 14.49 |  | 22.48 | 22.48 |  | 8.52 | -3.6 | -3.6 |  | 4.92 | 4.92 |  | 7.97 | 3.86 | 3.86 |  | 11.83 | 11.83
2020-04-14 05:00 | SHORT | SHORT | VoAA | 7.99 | 21.42 | 21.42 |  | 29.41 | 29.41 |  | 8.52 | -0.14 | -0.14 |  | 8.38 | 8.38 |  | 7.97 | 4.49 | 4.49 |  | 12.46 | 12.46
2020-04-14 06:00 | LONG | LONG | BALP | 7.99 | 11.42 |  | 11.42 | 3.43 |  | 3.43 | 8.52 | 11.42 |  | 11.42 | 2.9 |  | 2.9 | 7.97 | 11.42 |  | 11.42 | 3.45 |  | 3.45
2020-04-14 07:00 | LONG | LONG | VoAA | 7.99 | 41.4 |  | 41.4 | 33.41 |  | 33.41 | 8.52 | 42.4 |  | 42.4 | 33.88 |  | 33.88 | 7.97 | 37.13 |  | 37.13 | 29.16 |  | 29.16
2020-04-14 08:00 | SHORT | SHORT | BALP | 7.99 | 200 | 200 |  | 207.99 | 207.99 |  | 8.52 | 200 | 200 |  | 208.52 | 208.52 |  | 7.97 | 200 | 200 |  | 207.97 | 207.97
2020-04-14 09:00 | SHORT | SHORT | BALP | 7.99 | 200 | 200 |  | 207.99 | 207.99 |  | 8.52 | 200 | 200 |  | 208.52 | 208.52 |  | 7.97 | 200 | 200 |  | 207.97 | 207.97
2020-04-14 10:00 | SHORT | SHORT | BALP | 7.99 | 95 | 95 |  | 102.99 | 102.99 |  | 8.52 | 95 | 95 |  | 103.52 | 103.52 |  | 7.97 | 95 | 95 |  | 102.97 | 102.97
2020-04-14 11:00 | SHORT | SHORT | BALP | 7.99 | 95 | 95 |  | 102.99 | 102.99 |  | 8.52 | 95 | 95 |  | 103.52 | 103.52 |  | 7.97 | 95 | 95 |  | 102.97 | 102.97
2020-04-14 12:00 | SHORT | SHORT | BALP | 7.99 | 93 | 93 |  | 100.99 | 100.99 |  | 8.52 | 93 | 93 |  | 101.52 | 101.52 |  | 7.97 | 93 | 93 |  | 100.97 | 100.97
2020-04-14 13:00 | SHORT | SHORT | BALP | 7.99 | 95 | 95 |  | 102.99 | 102.99 |  | 8.52 | 95 | 95 |  | 103.52 | 103.52 |  | 7.97 | 95 | 95 |  | 102.97 | 102.97
2020-04-14 14:00 | SHORT | SHORT | BALP | 7.99 | 92 | 92 |  | 99.99 | 99.99 |  | 8.52 | 92 | 92 |  | 100.52 | 100.52 |  | 7.97 | 92 | 92 |  | 99.97 | 99.97
2020-04-14 15:00 | SHORT | SHORT | BALP | 7.99 | 80 | 80 |  | 87.99 | 87.99 |  | 8.52 | 80 | 80 |  | 88.52 | 88.52 |  | 7.97 | 80 | 80 |  | 87.97 | 87.97
2020-04-14 16:00 | SHORT | SHORT | BALP | 7.99 | 80 | 80 |  | 87.99 | 87.99 |  | 8.52 | 80 | 80 |  | 88.52 | 88.52 |  | 7.97 | 80 | 80 |  | 87.97 | 87.97
2020-04-14 17:00 | SHORT | SHORT | BALP | 7.99 | 24.05 | 24.05 |  | 32.04 | 32.04 |  | 8.52 | 24.05 | 24.05 |  | 32.57 | 32.57 |  | 7.97 | 24.05 | 24.05 |  | 32.02 | 32.02
2020-04-14 18:00 | SHORT | SHORT | BALP | 7.99 | 93 | 93 |  | 100.99 | 100.99 |  | 8.52 | 93 | 93 |  | 101.52 | 101.52 |  | 7.97 | 93 | 93 |  | 100.97 | 100.97
2020-04-14 19:00 | SHORT | SHORT | BALP | 7.99 | 95 | 95 |  | 102.99 | 102.99 |  | 8.52 | 95 | 95 |  | 103.52 | 103.52 |  | 7.97 | 95 | 95 |  | 102.97 | 102.97
2020-04-14 20:00 | SHORT | SHORT | BALP | 7.99 | 93 | 93 |  | 100.99 | 100.99 |  | 8.52 | 93 | 93 |  | 101.52 | 101.52 |  | 7.97 | 93 | 93 |  | 100.97 | 100.97
2020-04-14 21:00 | LONG | LONG | BALP | 7.99 | 38.95 |  | 38.95 | 30.96 |  | 30.96 | 8.52 | 38.95 |  | 38.95 | 30.43 |  | 30.43 | 7.97 | 38.95 |  | 38.95 | 30.98 |  | 30.98
2020-04-14 22:00 | LONG | LONG | BALP | 7.99 | 38.51 |  | 38.51 | 30.52 |  | 30.52 | 8.52 | 38.51 |  | 38.51 | 29.99 |  | 29.99 | 7.97 | 38.51 |  | 38.51 | 30.54 |  | 30.54
2020-04-14 23:00 | SHORT | SHORT | VoAA | 7.99 | 30.94 | 30.94 |  | 38.93 | 38.93 |  | 8.52 | 36.17 | 36.17 |  | 44.69 | 44.69 |  | 7.97 | 28.11 | 28.11 |  | 36.08 | 36.08
2020-04-15 | SHORT | SHORT | BALP | 7.99 | 93 | 93 |  | 100.99 | 100.99 |  | 8.52 | 93 | 93 |  | 101.52 | 101.52 |  | 7.97 | 93 | 93 |  | 100.97 | 100.97
2020-04-15 01:00 | LONG | LONG | VoAA | 7.99 | 0 |  | 0 | -7.99 |  | -7.99 | 8.52 | 15 |  | 15 | 6.48 |  | 6.48 | 7.97 | 19.98 |  | 19.98 | 12.01 |  | 12.01
2020-04-15 02:00 | LONG | LONG | VoAA | 7.99 | 1.81 |  | 1.81 | -6.18 |  | -6.18 | 8.52 | 15.86 |  | 15.86 | 7.34 |  | 7.34 | 7.97 | 19.92 |  | 19.92 | 11.95 |  | 11.95
2020-04-15 03:00 | LONG | LONG | BALP | 7.99 | 4 |  | 4 | -3.99 |  | -3.99 | 8.52 | 4 |  | 4 | -4.52 |  | -4.52 | 7.97 | 4 |  | 4 | -3.97 |  | -3.97
2020-04-15 04:00 | LONG | LONG | BALP | 7.99 | 1 |  | 1 | -6.99 |  | -6.99 | 8.52 | 1 |  | 1 | -7.52 |  | -7.52 | 7.97 | 1 |  | 1 | -6.97 |  | -6.97
2020-04-15 05:00 | LONG | LONG | BALP | 7.99 | -1.4 |  | -1.4 | -9.39 |  | -9.39 | 8.52 | -1.4 |  | -1.4 | -9.92 |  | -9.92 | 7.97 | -1.4 |  | -1.4 | -9.37 |  | -9.37
2020-04-15 06:00 | LONG | LONG | BALP | 7.99 | 0.01 |  | 0.01 | -7.98 |  | -7.98 | 8.52 | 0.01 |  | 0.01 | -8.51 |  | -8.51 | 7.97 | 0.01 |  | 0.01 | -7.96 |  | -7.96
2020-04-15 07:00 | SHORT | SHORT | BALP | 7.99 | 65.28 | 65.28 |  | 73.27 | 73.27 |  | 8.52 | 65.28 | 65.28 |  | 73.8 | 73.8 |  | 7.97 | 65.28 | 65.28 |  | 73.25 | 73.25
2020-04-15 08:00 | SHORT | SHORT | BALP | 7.99 | 95 | 95 |  | 102.99 | 102.99 |  | 8.52 | 95 | 95 |  | 103.52 | 103.52 |  | 7.97 | 95 | 95 |  | 102.97 | 102.97
2020-04-15 09:00 | SHORT | SHORT | BALP | 7.99 | 95 | 95 |  | 102.99 | 102.99 |  | 8.52 | 95 | 95 |  | 103.52 | 103.52 |  | 7.97 | 95 | 95 |  | 102.97 | 102.97
2020-04-15 10:00 | SHORT | SHORT | BALP | 7.99 | 95 | 95 |  | 102.99 | 102.99 |  | 8.52 | 95 | 95 |  | 103.52 | 103.52 |  | 7.97 | 95 | 95 |  | 102.97 | 102.97
2020-04-15 11:00 | SHORT | SHORT | BALP | 7.99 | 95 | 95 |  | 102.99 | 102.99 |  | 8.52 | 95 | 95 |  | 103.52 | 103.52 |  | 7.97 | 95 | 95 |  | 102.97 | 102.97
2020-04-15 12:00 | SHORT | SHORT | BALP | 7.99 | 95 | 95 |  | 102.99 | 102.99 |  | 8.52 | 95 | 95 |  | 103.52 | 103.52 |  | 7.97 | 95 | 95 |  | 102.97 | 102.97
2020-04-15 13:00 | SHORT | SHORT | BALP | 7.99 | 43.4 | 43.4 |  | 51.39 | 51.39 |  | 8.52 | 43.4 | 43.4 |  | 51.92 | 51.92 |  | 7.97 | 43.4 | 43.4 |  | 51.37 | 51.37
2020-04-15 14:00 | SHORT | SHORT | BALP | 7.99 | 43.4 | 43.4 |  | 51.39 | 51.39 |  | 8.52 | 43.4 | 43.4 |  | 51.92 | 51.92 |  | 7.97 | 43.4 | 43.4 |  | 51.37 | 51.37
2020-04-15 15:00 | LONG | LONG | VoAA | 7.99 | 41.4 |  | 41.4 | 33.41 |  | 33.41 | 8.52 | 42.4 |  | 42.4 | 33.88 |  | 33.88 | 7.97 | 29.6 |  | 29.6 | 21.63 |  | 21.63
2020-04-15 16:00 | LONG | LONG | VoAA | 7.99 | 41.4 |  | 41.4 | 33.41 |  | 33.41 | 8.52 | 42.4 |  | 42.4 | 33.88 |  | 33.88 | 7.97 | 30.02 |  | 30.02 | 22.05 |  | 22.05
2020-04-15 17:00 | SHORT | SHORT | VoAA | 7.99 | 43.4 | 43.4 |  | 51.39 | 51.39 |  | 8.52 | 42.4 | 42.4 |  | 50.92 | 50.92 |  | 7.97 | 40.53 | 40.53 |  | 48.5 | 48.5
2020-04-15 18:00 | SHORT | SHORT | BALP | 7.99 | 95 | 95 |  | 102.99 | 102.99 |  | 8.52 | 95 | 95 |  | 103.52 | 103.52 |  | 7.97 | 95 | 95 |  | 102.97 | 102.97
2020-04-15 19:00 | LONG | LONG | VoAA | 7.99 | 41.4 |  | 41.4 | 33.41 |  | 33.41 | 8.52 | 42.4 |  | 42.4 | 33.88 |  | 33.88 | 7.97 | 42.21 |  | 42.21 | 34.24 |  | 34.24
2020-04-15 20:00 | LONG | LONG | VoAA | 7.99 | 41.4 |  | 41.4 | 33.41 |  | 33.41 | 8.52 | 40.7 |  | 40.7 | 32.18 |  | 32.18 | 7.97 | 45.82 |  | 45.82 | 37.85 |  | 37.85
2020-04-15 21:00 | SHORT | LONG | BALP | 7.99 | 94 | 94 |  | 101.99 | 101.99 |  | 8.52 | 94 | 94 |  | 102.52 | 102.52 |  | 7.97 | 30 |  | 30 | 22.03 |  | 22.03
2020-04-15 22:00 | LONG | LONG | BALP | 7.99 | 1.81 |  | 1.81 | -6.18 |  | -6.18 | 8.52 | 1.81 |  | 1.81 | -6.71 |  | -6.71 | 7.97 | 1.81 |  | 1.81 | -6.16 |  | -6.16
2020-04-15 23:00 | LONG | LONG | BALP | 7.99 | 21.72 |  | 21.72 | 13.73 |  | 13.73 | 8.52 | 21.72 |  | 21.72 | 13.2 |  | 13.2 | 7.97 | 21.72 |  | 21.72 | 13.75 |  | 13.75
2020-04-16 | LONG | LONG | BALP | 7.99 | 3.9 |  | 3.9 | -4.09 |  | -4.09 | 8.52 | 3.9 |  | 3.9 | -4.62 |  | -4.62 | 7.97 | 3.9 |  | 3.9 | -4.07 |  | -4.07
2020-04-16 01:00 | LONG | LONG | BALP | 7.99 | 2.4 |  | 2.4 | -5.59 |  | -5.59 | 8.52 | 2.4 |  | 2.4 | -6.12 |  | -6.12 | 7.97 | 2.4 |  | 2.4 | -5.57 |  | -5.57
2020-04-16 02:00 | LONG | LONG | BALP | 7.99 | 1 |  | 1 | -6.99 |  | -6.99 | 8.52 | 1 |  | 1 | -7.52 |  | -7.52 | 7.97 | 1 |  | 1 | -6.97 |  | -6.97
2020-04-16 03:00 | LONG | LONG | BALP | 7.99 | 1.1 |  | 1.1 | -6.89 |  | -6.89 | 8.52 | 1.1 |  | 1.1 | -7.42 |  | -7.42 | 7.97 | 1.1 |  | 1.1 | -6.87 |  | -6.87
2020-04-16 04:00 | LONG | LONG | BALP | 7.99 | 13.62 |  | 13.62 | 5.63 |  | 5.63 | 8.52 | 13.62 |  | 13.62 | 5.1 |  | 5.1 | 7.97 | 13.62 |  | 13.62 | 5.65 |  | 5.65
2020-04-16 05:00 | LONG | LONG | BALP | 7.99 | 11.16 |  | 11.16 | 3.17 |  | 3.17 | 8.52 | 11.16 |  | 11.16 | 2.64 |  | 2.64 | 7.97 | 11.16 |  | 11.16 | 3.19 |  | 3.19
2020-04-16 06:00 | LONG | LONG | BALP | 7.99 | 40.2 |  | 40.2 | 32.21 |  | 32.21 | 8.52 | 40.2 |  | 40.2 | 31.68 |  | 31.68 | 7.97 | 40.2 |  | 40.2 | 32.23 |  | 32.23
2020-04-16 07:00 | LONG | LONG | BALP | 7.99 | 36.2 |  | 36.2 | 28.21 |  | 28.21 | 8.52 | 36.2 |  | 36.2 | 27.68 |  | 27.68 | 7.97 | 36.2 |  | 36.2 | 28.23 |  | 28.23
2020-04-16 08:00 | SHORT | SHORT | VoAA | 7.99 | 58.69 | 58.69 |  | 66.68 | 66.68 |  | 8.52 | 49.45 | 49.45 |  | 57.97 | 57.97 |  | 7.97 | 44.74 | 44.74 |  | 52.71 | 52.71
2020-04-16 09:00 | SHORT | SHORT | BALP | 7.99 | 95 | 95 |  | 102.99 | 102.99 |  | 8.52 | 95 | 95 |  | 103.52 | 103.52 |  | 7.97 | 95 | 95 |  | 102.97 | 102.97
2020-04-16 10:00 | SHORT | SHORT | BALP | 7.99 | 93 | 93 |  | 100.99 | 100.99 |  | 8.52 | 93 | 93 |  | 101.52 | 101.52 |  | 7.97 | 93 | 93 |  | 100.97 | 100.97
2020-04-16 11:00 | SHORT | SHORT | BALP | 7.99 | 95 | 95 |  | 102.99 | 102.99 |  | 8.52 | 95 | 95 |  | 103.52 | 103.52 |  | 7.97 | 95 | 95 |  | 102.97 | 102.97
2020-04-16 12:00 | SHORT | SHORT | BALP | 7.99 | 95 | 95 |  | 102.99 | 102.99 |  | 8.52 | 95 | 95 |  | 103.52 | 103.52 |  | 7.97 | 95 | 95 |  | 102.97 | 102.97
2020-04-16 13:00 | SHORT | SHORT | BALP | 7.99 | 95 | 95 |  | 102.99 | 102.99 |  | 8.52 | 95 | 95 |  | 103.52 | 103.52 |  | 7.97 | 95 | 95 |  | 102.97 | 102.97
2020-04-16 14:00 | SHORT | SHORT | BALP | 7.99 | 60 | 60 |  | 67.99 | 67.99 |  | 8.52 | 60 | 60 |  | 68.52 | 68.52 |  | 7.97 | 60 | 60 |  | 67.97 | 67.97
2020-04-16 15:00 | SHORT | SHORT | VoAA | 7.99 | 22.35 | 22.35 |  | 30.34 | 30.34 |  | 8.52 | 31.28 | 31.28 |  | 39.8 | 39.8 |  | 7.97 | 14.79 | 14.79 |  | 22.76 | 22.76
2020-04-16 16:00 | LONG | LONG | BALP | 7.99 | 2.18 |  | 2.18 | -5.81 |  | -5.81 | 8.52 | 2.18 |  | 2.18 | -6.34 |  | -6.34 | 7.97 | 2.18 |  | 2.18 | -5.79 |  | -5.79
2020-04-16 17:00 | SHORT | SHORT | VoAA | 7.99 | 38.48 | 38.48 |  | 46.47 | 46.47 |  | 8.52 | 19.25 | 19.25 |  | 27.77 | 27.77 |  | 7.97 | 28.16 | 28.16 |  | 36.13 | 36.13
2020-04-16 18:00 | LONG | LONG | BALP | 7.99 | 0.9 |  | 0.9 | -7.09 |  | -7.09 | 8.52 | 0.9 |  | 0.9 | -7.62 |  | -7.62 | 7.97 | 0.9 |  | 0.9 | -7.07 |  | -7.07
2020-04-16 19:00 | SHORT | SHORT | BALP | 7.99 | 28.63 | 28.63 |  | 36.62 | 36.62 |  | 8.52 | 28.63 | 28.63 |  | 37.15 | 37.15 |  | 7.97 | 28.63 | 28.63 |  | 36.6 | 36.6
2020-04-16 20:00 | LONG | LONG | BALP | 7.99 | 1.74 |  | 1.74 | -6.25 |  | -6.25 | 8.52 | 1.74 |  | 1.74 | -6.78 |  | -6.78 | 7.97 | 1.74 |  | 1.74 | -6.23 |  | -6.23
2020-04-16 21:00 | SHORT | SHORT | BALP | 7.99 | 93 | 93 |  | 100.99 | 100.99 |  | 8.52 | 93 | 93 |  | 101.52 | 101.52 |  | 7.97 | 93 | 93 |  | 100.97 | 100.97
2020-04-16 22:00 | SHORT | SHORT | BALP | 7.99 | 93 | 93 |  | 100.99 | 100.99 |  | 8.52 | 93 | 93 |  | 101.52 | 101.52 |  | 7.97 | 93 | 93 |  | 100.97 | 100.97
2020-04-16 23:00 | SHORT | SHORT | BALP | 7.99 | 95 | 95 |  | 102.99 | 102.99 |  | 8.52 | 95 | 95 |  | 103.52 | 103.52 |  | 7.97 | 95 | 95 |  | 102.97 | 102.97
2020-04-17 | SHORT | SHORT | BALP | 7.99 | 12.36 | 12.36 |  | 20.35 | 20.35 |  | 8.52 | 12.36 | 12.36 |  | 20.88 | 20.88 |  | 7.97 | 12.36 | 12.36 |  | 20.33 | 20.33
2020-04-17 01:00 | SHORT | SHORT | BALP | 7.99 | 21.55 | 21.55 |  | 29.54 | 29.54 |  | 8.52 | 21.55 | 21.55 |  | 30.07 | 30.07 |  | 7.97 | 21.55 | 21.55 |  | 29.52 | 29.52
2020-04-17 02:00 | SHORT | SHORT | VoAA | 7.99 | 20.95 | 20.95 |  | 28.94 | 28.94 |  | 8.52 | 30.58 | 30.58 |  | 39.1 | 39.1 |  | 7.97 | 21.06 | 21.06 |  | 29.03 | 29.03
2020-04-17 03:00 | LONG | SHORT | BALP | 7.99 | 1.83 |  | 1.83 | -6.16 |  | -6.16 | 8.52 | 1.83 |  | 1.83 | -6.69 |  | -6.69 | 7.97 | 10.95 | 10.95 |  | 18.92 | 18.92
2020-04-17 04:00 | SHORT | SHORT | VoAA | 7.99 | 30 | 30 |  | 37.99 | 37.99 |  | 8.52 | 35.1 | 35.1 |  | 43.62 | 43.62 |  | 7.97 | 20.07 | 20.07 |  | 28.04 | 28.04
2020-04-17 05:00 | LONG | LONG | BALP | 7.99 | 21.3 |  | 21.3 | 13.31 |  | 13.31 | 8.52 | 21.3 |  | 21.3 | 12.78 |  | 12.78 | 7.97 | 21.3 |  | 21.3 | 13.33 |  | 13.33
2020-04-17 06:00 | LONG | LONG | BALP | 7.99 | -4.14 |  | -4.14 | -12.13 |  | -12.13 | 8.52 | -4.14 |  | -4.14 | -12.66 |  | -12.66 | 7.97 | -4.14 |  | -4.14 | -12.11 |  | -12.11
2020-04-17 07:00 | LONG | LONG | BALP | 7.99 | 2.86 |  | 2.86 | -5.13 |  | -5.13 | 8.52 | 2.86 |  | 2.86 | -5.66 |  | -5.66 | 7.97 | 2.86 |  | 2.86 | -5.11 |  | -5.11
2020-04-17 08:00 | LONG | LONG | BALP | 7.99 | 0.01 |  | 0.01 | -7.98 |  | -7.98 | 8.52 | 0.01 |  | 0.01 | -8.51 |  | -8.51 | 7.97 | 0.01 |  | 0.01 | -7.96 |  | -7.96
2020-04-17 09:00 | LONG | LONG | BALP | 7.99 | 31.2 |  | 31.2 | 23.21 |  | 23.21 | 8.52 | 31.2 |  | 31.2 | 22.68 |  | 22.68 | 7.97 | 31.2 |  | 31.2 | 23.23 |  | 23.23
2020-04-17 10:00 | LONG | LONG | BALP | 7.99 | 0.01 |  | 0.01 | -7.98 |  | -7.98 | 8.52 | 0.01 |  | 0.01 | -8.51 |  | -8.51 | 7.97 | 0.01 |  | 0.01 | -7.96 |  | -7.96
2020-04-17 11:00 | LONG | LONG | BALP | 7.99 | -2 |  | -2 | -9.99 |  | -9.99 | 8.52 | -2 |  | -2 | -10.52 |  | -10.52 | 7.97 | -2 |  | -2 | -9.97 |  | -9.97
2020-04-17 12:00 | LONG | LONG | BALP | 7.99 | 0.01 |  | 0.01 | -7.98 |  | -7.98 | 8.52 | 0.01 |  | 0.01 | -8.51 |  | -8.51 | 7.97 | 0.01 |  | 0.01 | -7.96 |  | -7.96
2020-04-17 13:00 | LONG | LONG | BALP | 7.99 | 0.01 |  | 0.01 | -7.98 |  | -7.98 | 8.52 | 0.01 |  | 0.01 | -8.51 |  | -8.51 | 7.97 | 0.01 |  | 0.01 | -7.96 |  | -7.96
2020-04-17 14:00 | LONG | LONG | VoAA | 7.99 | 40.2 |  | 40.2 | 32.21 |  | 32.21 | 8.52 | 40.15 |  | 40.15 | 31.63 |  | 31.63 | 7.97 | 33.84 |  | 33.84 | 25.87 |  | 25.87
2020-04-17 15:00 | LONG | LONG | VoAA | 7.99 | 40.2 |  | 40.2 | 32.21 |  | 32.21 | 8.52 | 40.12 |  | 40.12 | 31.6 |  | 31.6 | 7.97 | 30.1 |  | 30.1 | 22.13 |  | 22.13
2020-04-17 16:00 | LONG | LONG | VoAA | 7.99 | 40.2 |  | 40.2 | 32.21 |  | 32.21 | 8.52 | 39.82 |  | 39.82 | 31.3 |  | 31.3 | 7.97 | 30.04 |  | 30.04 | 22.07 |  | 22.07
2020-04-17 17:00 | LONG | LONG | BALP | 7.99 | 1.75 |  | 1.75 | -6.24 |  | -6.24 | 8.52 | 1.75 |  | 1.75 | -6.77 |  | -6.77 | 7.97 | 1.75 |  | 1.75 | -6.22 |  | -6.22
2020-04-17 18:00 | SHORT | SHORT | BALP | 7.99 | 95 | 95 |  | 102.99 | 102.99 |  | 8.52 | 95 | 95 |  | 103.52 | 103.52 |  | 7.97 | 95 | 95 |  | 102.97 | 102.97
2020-04-17 19:00 | SHORT | SHORT | BALP | 7.99 | 36.76 | 36.76 |  | 44.75 | 44.75 |  | 8.52 | 36.76 | 36.76 |  | 45.28 | 45.28 |  | 7.97 | 36.76 | 36.76 |  | 44.73 | 44.73
2020-04-17 20:00 | LONG | LONG | BALP | 7.99 | 10 |  | 10 | 2.01 |  | 2.01 | 8.52 | 10 |  | 10 | 1.48 |  | 1.48 | 7.97 | 10 |  | 10 | 2.03 |  | 2.03
2020-04-17 21:00 | SHORT | SHORT | BALP | 7.99 | 93 | 93 |  | 100.99 | 100.99 |  | 8.52 | 93 | 93 |  | 101.52 | 101.52 |  | 7.97 | 93 | 93 |  | 100.97 | 100.97
2020-04-17 22:00 | LONG | LONG | VoAA | 7.99 | 0.01 |  | 0.01 | -7.98 |  | -7.98 | 8.52 | 20.51 |  | 20.51 | 11.99 |  | 11.99 | 7.97 | 34.16 |  | 34.16 | 26.19 |  | 26.19
2020-04-17 23:00 | SHORT | SHORT | VoAA | 7.99 | 30.76 | 30.76 |  | 38.75 | 38.75 |  | 8.52 | 15.39 | 15.39 |  | 23.91 | 23.91 |  | 7.97 | 35.72 | 35.72 |  | 43.69 | 43.69
2020-04-18 | LONG | LONG | BALP | 7.99 | 20.76 |  | 20.76 | 12.77 |  | 12.77 | 8.52 | 20.76 |  | 20.76 | 12.24 |  | 12.24 | 7.97 | 20.76 |  | 20.76 | 12.79 |  | 12.79
2020-04-18 01:00 | SHORT | SHORT | BALP | 7.99 | 95 | 95 |  | 102.99 | 102.99 |  | 8.52 | 95 | 95 |  | 103.52 | 103.52 |  | 7.97 | 95 | 95 |  | 102.97 | 102.97
2020-04-18 02:00 | SHORT | SHORT | BALP | 7.99 | 95 | 95 |  | 102.99 | 102.99 |  | 8.52 | 95 | 95 |  | 103.52 | 103.52 |  | 7.97 | 95 | 95 |  | 102.97 | 102.97
2020-04-18 03:00 | SHORT | SHORT | VoAA | 7.99 | 23.48 | 23.48 |  | 31.47 | 31.47 |  | 8.52 | 12.26 | 12.26 |  | 20.78 | 20.78 |  | 7.97 | 12.82 | 12.82 |  | 20.79 | 20.79
2020-04-18 04:00 | SHORT | SHORT | VoAA | 7.99 | 28.11 | 28.11 |  | 36.1 | 36.1 |  | 8.52 | 14.58 | 14.58 |  | 23.1 | 23.1 |  | 7.97 | 13.48 | 13.48 |  | 21.45 | 21.45
2020-04-18 05:00 | LONG | LONG | VoAA | 7.99 | 1.04 |  | 1.04 | -6.95 |  | -6.95 | 8.52 | 14.83 |  | 14.83 | 6.31 |  | 6.31 | 7.97 | 18.11 |  | 18.11 | 10.14 |  | 10.14
2020-04-18 06:00 | LONG | LONG | BALP | 7.99 | 13.27 |  | 13.27 | 5.28 |  | 5.28 | 8.52 | 13.27 |  | 13.27 | 4.75 |  | 4.75 | 7.97 | 13.27 |  | 13.27 | 5.3 |  | 5.3
2020-04-18 07:00 | LONG | LONG | BALP | 7.99 | -5.96 |  | -5.96 | -13.95 |  | -13.95 | 8.52 | -5.96 |  | -5.96 | -14.48 |  | -14.48 | 7.97 | -5.96 |  | -5.96 | -13.93 |  | -13.93
2020-04-18 08:00 | LONG | LONG | BALP | 7.99 | 2.21 |  | 2.21 | -5.78 |  | -5.78 | 8.52 | 2.21 |  | 2.21 | -6.31 |  | -6.31 | 7.97 | 2.21 |  | 2.21 | -5.76 |  | -5.76
2020-04-18 09:00 | SHORT | SHORT | BALP | 7.99 | 70 | 70 |  | 77.99 | 77.99 |  | 8.52 | 70 | 70 |  | 78.52 | 78.52 |  | 7.97 | 70 | 70 |  | 77.97 | 77.97
2020-04-18 10:00 | SHORT | SHORT | BALP | 7.99 | 55.1 | 55.1 |  | 63.09 | 63.09 |  | 8.52 | 55.1 | 55.1 |  | 63.62 | 63.62 |  | 7.97 | 55.1 | 55.1 |  | 63.07 | 63.07
2020-04-18 11:00 | SHORT | SHORT | BALP | 7.99 | 70 | 70 |  | 77.99 | 77.99 |  | 8.52 | 70 | 70 |  | 78.52 | 78.52 |  | 7.97 | 70 | 70 |  | 77.97 | 77.97
2020-04-18 12:00 | SHORT | SHORT | BALP | 7.99 | 95 | 95 |  | 102.99 | 102.99 |  | 8.52 | 95 | 95 |  | 103.52 | 103.52 |  | 7.97 | 95 | 95 |  | 102.97 | 102.97
2020-04-18 13:00 | SHORT | SHORT | BALP | 7.99 | 70 | 70 |  | 77.99 | 77.99 |  | 8.52 | 70 | 70 |  | 78.52 | 78.52 |  | 7.97 | 70 | 70 |  | 77.97 | 77.97
2020-04-18 14:00 | SHORT | SHORT | BALP | 7.99 | 55.1 | 55.1 |  | 63.09 | 63.09 |  | 8.52 | 55.1 | 55.1 |  | 63.62 | 63.62 |  | 7.97 | 55.1 | 55.1 |  | 63.07 | 63.07
2020-04-18 15:00 | SHORT | LONG | BALP | 7.99 | 55.1 | 55.1 |  | 63.09 | 63.09 |  | 8.52 | 55.1 | 55.1 |  | 63.62 | 63.62 |  | 7.97 | 21.94 |  | 21.94 | 13.97 |  | 13.97
2020-04-18 16:00 | LONG | LONG | VoAA | 7.99 | 0.01 |  | 0.01 | -7.98 |  | -7.98 | 8.52 | 12.53 |  | 12.53 | 4.01 |  | 4.01 | 7.97 | 14.47 |  | 14.47 | 6.5 |  | 6.5
2020-04-18 17:00 | SHORT | SHORT | VoAA | 7.99 | 30 | 30 |  | 37.99 | 37.99 |  | 8.52 | 15.01 | 15.01 |  | 23.53 | 23.53 |  | 7.97 | 15.05 | 15.05 |  | 23.02 | 23.02
2020-04-18 18:00 | SHORT | SHORT | BALP | 7.99 | 55.1 | 55.1 |  | 63.09 | 63.09 |  | 8.52 | 55.1 | 55.1 |  | 63.62 | 63.62 |  | 7.97 | 55.1 | 55.1 |  | 63.07 | 63.07
2020-04-18 19:00 | LONG | LONG | VoAA | 7.99 | 0.01 |  | 0.01 | -7.98 |  | -7.98 | 8.52 | 20.56 |  | 20.56 | 12.04 |  | 12.04 | 7.97 | 25.99 |  | 25.99 | 18.02 |  | 18.02
2020-04-18 20:00 | LONG | LONG | BALP | 7.99 | 19.91 |  | 19.91 | 11.92 |  | 11.92 | 8.52 | 19.91 |  | 19.91 | 11.39 |  | 11.39 | 7.97 | 19.91 |  | 19.91 | 11.94 |  | 11.94
2020-04-18 21:00 | SHORT | SHORT | VoAA | 7.99 | 33.81 | 33.81 |  | 41.8 | 41.8 |  | 8.52 | 16.91 | 16.91 |  | 25.43 | 25.43 |  | 7.97 | 28.66 | 28.66 |  | 36.63 | 36.63
2020-04-18 22:00 | LONG | LONG | VoAA | 7.99 | 0.01 |  | 0.01 | -7.98 |  | -7.98 | 8.52 | 15.59 |  | 15.59 | 7.07 |  | 7.07 | 7.97 | 23.81 |  | 23.81 | 15.84 |  | 15.84
2020-04-18 23:00 | SHORT | SHORT | BALP | 7.99 | 55.1 | 55.1 |  | 63.09 | 63.09 |  | 8.52 | 55.1 | 55.1 |  | 63.62 | 63.62 |  | 7.97 | 55.1 | 55.1 |  | 63.07 | 63.07
2020-04-19 | SHORT | SHORT | VoAA | 7.99 | 23.76 | 23.76 |  | 31.75 | 31.75 |  | 8.52 | 11.89 | 11.89 |  | 20.41 | 20.41 |  | 7.97 | 17.94 | 17.94 |  | 25.91 | 25.91
2020-04-19 01:00 | SHORT | SHORT | VoAA | 7.99 | 17.62 | 17.62 |  | 25.61 | 25.61 |  | 8.52 | 8.81 | 8.81 |  | 17.33 | 17.33 |  | 7.97 | 13.76 | 13.76 |  | 21.73 | 21.73
2020-04-19 02:00 | SHORT | SHORT | VoAA | 7.99 | 17.16 | 17.16 |  | 25.15 | 25.15 |  | 8.52 | 4.79 | 4.79 |  | 13.31 | 13.31 |  | 7.97 | 7.62 | 7.62 |  | 15.59 | 15.59
2020-04-19 03:00 | LONG | LONG | VoAA | 7.99 | -7.59 |  | -7.59 | -15.58 |  | -15.58 | 8.52 | 5.75 |  | 5.75 | -2.77 |  | -2.77 | 7.97 | 7.16 |  | 7.16 | -0.81 |  | -0.81
2020-04-19 04:00 | SHORT | SHORT | VoAA | 7.99 | 20.72 | 20.72 |  | 28.71 | 28.71 |  | 8.52 | 6.57 | 6.57 |  | 15.09 | 15.09 |  | 7.97 | 9.08 | 9.08 |  | 17.05 | 17.05
2020-04-19 05:00 | SHORT | SHORT | VoAA | 7.99 | 21.31 | 21.31 |  | 29.3 | 29.3 |  | 8.52 | 6.86 | 6.86 |  | 15.38 | 15.38 |  | 7.97 | 10.72 | 10.72 |  | 18.69 | 18.69
2020-04-19 06:00 | SHORT | SHORT | BALP | 7.99 | 11.31 | 11.31 |  | 19.3 | 19.3 |  | 8.52 | 11.31 | 11.31 |  | 19.83 | 19.83 |  | 7.97 | 11.31 | 11.31 |  | 19.28 | 19.28
2020-04-19 07:00 | LONG | LONG | BALP | 7.99 | 0.01 |  | 0.01 | -7.98 |  | -7.98 | 8.52 | 0.01 |  | 0.01 | -8.51 |  | -8.51 | 7.97 | 0.01 |  | 0.01 | -7.96 |  | -7.96
2020-04-19 08:00 | LONG | LONG | BALP | 7.99 | 0.01 |  | 0.01 | -7.98 |  | -7.98 | 8.52 | 0.01 |  | 0.01 | -8.51 |  | -8.51 | 7.97 | 0.01 |  | 0.01 | -7.96 |  | -7.96
2020-04-19 09:00 | SHORT | SHORT | BALP | 7.99 | 95 | 95 |  | 102.99 | 102.99 |  | 8.52 | 95 | 95 |  | 103.52 | 103.52 |  | 7.97 | 95 | 95 |  | 102.97 | 102.97
2020-04-19 10:00 | LONG | LONG | VoAA | 7.99 | 0.01 |  | 0.01 | -7.98 |  | -7.98 | 8.52 | 15.01 |  | 15.01 | 6.49 |  | 6.49 | 7.97 | 14.65 |  | 14.65 | 6.68 |  | 6.68
2020-04-19 11:00 | LONG | LONG | BALP | 7.99 | 0.01 |  | 0.01 | -7.98 |  | -7.98 | 8.52 | 0.01 |  | 0.01 | -8.51 |  | -8.51 | 7.97 | 0.01 |  | 0.01 | -7.96 |  | -7.96
2020-04-19 12:00 | SHORT | LONG | BALP | 7.99 | 12.24 | 12.24 |  | 20.23 | 20.23 |  | 8.52 | 12.24 | 12.24 |  | 20.76 | 20.76 |  | 7.97 | 12.24 |  | 12.24 | 4.27 |  | 4.27
2020-04-19 13:00 | SHORT | SHORT | VoAA | 7.99 | 18.61 | 18.61 |  | 26.6 | 26.6 |  | 8.52 | 9.31 | 9.31 |  | 17.83 | 17.83 |  | 7.97 | 9.21 | 9.21 |  | 17.18 | 17.18
2020-04-19 14:00 | LONG | LONG | VoAA | 7.99 | 0.01 |  | 0.01 | -7.98 |  | -7.98 | 8.52 | 8.77 |  | 8.77 | 0.25 |  | 0.25 | 7.97 | 8.61 |  | 8.61 | 0.64 |  | 0.64
2020-04-19 15:00 | LONG | LONG | BALP | 7.99 | -0.89 |  | -0.89 | -8.88 |  | -8.88 | 8.52 | -0.89 |  | -0.89 | -9.41 |  | -9.41 | 7.97 | -0.89 |  | -0.89 | -8.86 |  | -8.86
2020-04-19 16:00 | LONG | LONG | BALP | 7.99 | -0.89 |  | -0.89 | -8.88 |  | -8.88 | 8.52 | -0.89 |  | -0.89 | -9.41 |  | -9.41 | 7.97 | -0.89 |  | -0.89 | -8.86 |  | -8.86
2020-04-19 17:00 | LONG | LONG | BALP | 7.99 | -0.44 |  | -0.44 | -8.43 |  | -8.43 | 8.52 | -0.44 |  | -0.44 | -8.96 |  | -8.96 | 7.97 | -0.44 |  | -0.44 | -8.41 |  | -8.41
2020-04-19 18:00 | LONG | LONG | VoAA | 7.99 | 39.4 |  | 39.4 | 31.41 |  | 31.41 | 8.52 | 32.29 |  | 32.29 | 23.77 |  | 23.77 | 7.97 | 8.36 |  | 8.36 | 0.39 |  | 0.39
2020-04-19 19:00 | LONG | LONG | BALP | 7.99 | 2.5 |  | 2.5 | -5.49 |  | -5.49 | 8.52 | 2.5 |  | 2.5 | -6.02 |  | -6.02 | 7.97 | 2.5 |  | 2.5 | -5.47 |  | -5.47
2020-04-19 20:00 | LONG | LONG | BALP | 7.99 | 2.41 |  | 2.41 | -5.58 |  | -5.58 | 8.52 | 2.41 |  | 2.41 | -6.11 |  | -6.11 | 7.97 | 2.41 |  | 2.41 | -5.56 |  | -5.56
2020-04-19 21:00 | LONG | LONG | BALP | 7.99 | 2.5 |  | 2.5 | -5.49 |  | -5.49 | 8.52 | 2.5 |  | 2.5 | -6.02 |  | -6.02 | 7.97 | 2.5 |  | 2.5 | -5.47 |  | -5.47
2020-04-19 22:00 | SHORT | SHORT | BALP | 7.99 | 70 | 70 |  | 77.99 | 77.99 |  | 8.52 | 70 | 70 |  | 78.52 | 78.52 |  | 7.97 | 70 | 70 |  | 77.97 | 77.97
2020-04-19 23:00 | SHORT | SHORT | BALP | 7.99 | 70 | 70 |  | 77.99 | 77.99 |  | 8.52 | 70 | 70 |  | 78.52 | 78.52 |  | 7.97 | 70 | 70 |  | 77.97 | 77.97
2020-04-20 | SHORT | SHORT | BALP | 7.99 | 30 | 30 |  | 37.99 | 37.99 |  | 8.52 | 30 | 30 |  | 38.52 | 38.52 |  | 7.97 | 30 | 30 |  | 37.97 | 37.97
2020-04-20 01:00 | LONG | LONG | VoAA | 7.99 | 0 |  | 0 | -7.99 |  | -7.99 | 8.52 | 15 |  | 15 | 6.48 |  | 6.48 | 7.97 | 4.88 |  | 4.88 | -3.09 |  | -3.09
2020-04-20 02:00 | LONG | LONG | BALP | 7.99 | 0.89 |  | 0.89 | -7.1 |  | -7.1 | 8.52 | 0.89 |  | 0.89 | -7.63 |  | -7.63 | 7.97 | 0.89 |  | 0.89 | -7.08 |  | -7.08
2020-04-20 03:00 | SHORT | SHORT | BALP | 7.99 | 7.3 | 7.3 |  | 15.29 | 15.29 |  | 8.52 | 7.3 | 7.3 |  | 15.82 | 15.82 |  | 7.97 | 7.3 | 7.3 |  | 15.27 | 15.27
2020-04-20 04:00 | LONG | LONG | VoAA | 7.99 | 0 |  | 0 | -7.99 |  | -7.99 | 8.52 | 9.19 |  | 9.19 | 0.67 |  | 0.67 | 7.97 | 8.57 |  | 8.57 | 0.6 |  | 0.6
2020-04-20 05:00 | LONG | LONG | BALP | 7.99 | 0 |  | 0 | -7.99 |  | -7.99 | 8.52 | 0 |  | 0 | -8.52 |  | -8.52 | 7.97 | 0 |  | 0 | -7.97 |  | -7.97
2020-04-20 06:00 | LONG | LONG | BALP | 7.99 | 0 |  | 0 | -7.99 |  | -7.99 | 8.52 | 0 |  | 0 | -8.52 |  | -8.52 | 7.97 | 0 |  | 0 | -7.97 |  | -7.97
2020-04-20 07:00 | LONG | LONG | BALP | 7.99 | 1.77 |  | 1.77 | -6.22 |  | -6.22 | 8.52 | 1.77 |  | 1.77 | -6.75 |  | -6.75 | 7.97 | 1.77 |  | 1.77 | -6.2 |  | -6.2
2020-04-20 08:00 | SHORT | SHORT | BALP | 7.99 | 70 | 70 |  | 77.99 | 77.99 |  | 8.52 | 70 | 70 |  | 78.52 | 78.52 |  | 7.97 | 70 | 70 |  | 77.97 | 77.97
2020-04-20 09:00 | SHORT | SHORT | BALP | 7.99 | 56.1 | 56.1 |  | 64.09 | 64.09 |  | 8.52 | 56.1 | 56.1 |  | 64.62 | 64.62 |  | 7.97 | 56.1 | 56.1 |  | 64.07 | 64.07
2020-04-20 10:00 | LONG | LONG | BALP | 7.99 | 16 |  | 16 | 8.01 |  | 8.01 | 8.52 | 16 |  | 16 | 7.48 |  | 7.48 | 7.97 | 16 |  | 16 | 8.03 |  | 8.03
2020-04-20 11:00 | LONG | LONG | BALP | 7.99 | 3 |  | 3 | -4.99 |  | -4.99 | 8.52 | 3 |  | 3 | -5.52 |  | -5.52 | 7.97 | 3 |  | 3 | -4.97 |  | -4.97
2020-04-20 12:00 | LONG | LONG | BALP | 7.99 | 1.77 |  | 1.77 | -6.22 |  | -6.22 | 8.52 | 1.77 |  | 1.77 | -6.75 |  | -6.75 | 7.97 | 1.77 |  | 1.77 | -6.2 |  | -6.2
2020-04-20 13:00 | LONG | LONG | VoAA | 7.99 | 3 |  | 3 | -4.99 |  | -4.99 | 8.52 | 26 |  | 26 | 17.48 |  | 17.48 | 7.97 | 40.83 |  | 40.83 | 32.86 |  | 32.86
2020-04-20 14:00 | SHORT | LONG | BALP | 7.99 | 40.8 | 40.8 |  | 48.79 | 48.79 |  | 8.52 | 40.8 | 40.8 |  | 49.32 | 49.32 |  | 7.97 | 40.8 |  | 40.8 | 32.83 |  | 32.83
2020-04-20 15:00 | SHORT | SHORT | VoAA | 7.99 | 43.3 | 43.3 |  | 51.29 | 51.29 |  | 8.52 | 21.66 | 21.66 |  | 30.18 | 30.18 |  | 7.97 | 36.08 | 36.08 |  | 44.05 | 44.05
2020-04-20 16:00 | SHORT | SHORT | BALP | 7.99 | 39 | 39 |  | 46.99 | 46.99 |  | 8.52 | 39 | 39 |  | 47.52 | 47.52 |  | 7.97 | 39 | 39 |  | 46.97 | 46.97
2020-04-20 17:00 | LONG | LONG | BALP | 7.99 | 2 |  | 2 | -5.99 |  | -5.99 | 8.52 | 2 |  | 2 | -6.52 |  | -6.52 | 7.97 | 2 |  | 2 | -5.97 |  | -5.97
2020-04-20 18:00 | LONG | LONG | BALP | 7.99 | 0.01 |  | 0.01 | -7.98 |  | -7.98 | 8.52 | 0.01 |  | 0.01 | -8.51 |  | -8.51 | 7.97 | 0.01 |  | 0.01 | -7.96 |  | -7.96
2020-04-20 19:00 | LONG | LONG | BALP | 7.99 | 1.77 |  | 1.77 | -6.22 |  | -6.22 | 8.52 | 1.77 |  | 1.77 | -6.75 |  | -6.75 | 7.97 | 1.77 |  | 1.77 | -6.2 |  | -6.2
2020-04-20 20:00 | LONG | LONG | BALP | 7.99 | 2 |  | 2 | -5.99 |  | -5.99 | 8.52 | 2 |  | 2 | -6.52 |  | -6.52 | 7.97 | 2 |  | 2 | -5.97 |  | -5.97
2020-04-20 21:00 | LONG | LONG | BALP | 7.99 | 3 |  | 3 | -4.99 |  | -4.99 | 8.52 | 3 |  | 3 | -5.52 |  | -5.52 | 7.97 | 3 |  | 3 | -4.97 |  | -4.97
2020-04-20 22:00 | LONG | LONG | BALP | 7.99 | 3 |  | 3 | -4.99 |  | -4.99 | 8.52 | 3 |  | 3 | -5.52 |  | -5.52 | 7.97 | 3 |  | 3 | -4.97 |  | -4.97
2020-04-20 23:00 | LONG | LONG | BALP | 7.99 | 0.01 |  | 0.01 | -7.98 |  | -7.98 | 8.52 | 0.01 |  | 0.01 | -8.51 |  | -8.51 | 7.97 | 0.01 |  | 0.01 | -7.96 |  | -7.96
2020-04-21 | LONG | LONG | BALP | 7.99 | 10 |  | 10 | 2.01 |  | 2.01 | 8.52 | 10 |  | 10 | 1.48 |  | 1.48 | 7.97 | 10 |  | 10 | 2.03 |  | 2.03
2020-04-21 01:00 | LONG | LONG | BALP | 7.99 | 2 |  | 2 | -5.99 |  | -5.99 | 8.52 | 2 |  | 2 | -6.52 |  | -6.52 | 7.97 | 2 |  | 2 | -5.97 |  | -5.97
2020-04-21 02:00 | LONG | LONG | BALP | 7.99 | 1 |  | 1 | -6.99 |  | -6.99 | 8.52 | 1 |  | 1 | -7.52 |  | -7.52 | 7.97 | 1 |  | 1 | -6.97 |  | -6.97
2020-04-21 03:00 | LONG | LONG | VoAA | 7.99 | 0 |  | 0 | -7.99 |  | -7.99 | 8.52 | 12.31 |  | 12.31 | 3.79 |  | 3.79 | 7.97 | 6.01 |  | 6.01 | -1.96 |  | -1.96
2020-04-21 04:00 | LONG | LONG | BALP | 7.99 | 2.4 |  | 2.4 | -5.59 |  | -5.59 | 8.52 | 2.4 |  | 2.4 | -6.12 |  | -6.12 | 7.97 | 2.4 |  | 2.4 | -5.57 |  | -5.57
2020-04-21 05:00 | LONG | LONG | VoAA | 7.99 | -8.97 |  | -8.97 | -16.96 |  | -16.96 | 8.52 | 12.03 |  | 12.03 | 3.51 |  | 3.51 | 7.97 | 21.1 |  | 21.1 | 13.13 |  | 13.13
2020-04-21 06:00 | LONG | LONG | BALP | 7.99 | 2 |  | 2 | -5.99 |  | -5.99 | 8.52 | 2 |  | 2 | -6.52 |  | -6.52 | 7.97 | 2 |  | 2 | -5.97 |  | -5.97
2020-04-21 07:00 | LONG | SHORT | BALP | 7.99 | 34.5 |  | 34.5 | 26.51 |  | 26.51 | 8.52 | 34.5 |  | 34.5 | 25.98 |  | 25.98 | 7.97 | 34.5 | 34.5 |  | 42.47 | 42.47
2020-04-21 08:00 | LONG | LONG | VoAA | 7.99 | 10 |  | 10 | 2.01 |  | 2.01 | 8.52 | 28.8 |  | 28.8 | 20.28 |  | 20.28 | 7.97 | 39.65 |  | 39.65 | 31.68 |  | 31.68
2020-04-21 09:00 | SHORT | SHORT | BALP | 7.99 | 80.31 | 80.31 |  | 88.3 | 88.3 |  | 8.52 | 80.31 | 80.31 |  | 88.83 | 88.83 |  | 7.97 | 80.31 | 80.31 |  | 88.28 | 88.28
2020-04-21 10:00 | LONG | LONG | BALP | 7.99 | 39.83 |  | 39.83 | 31.84 |  | 31.84 | 8.52 | 39.83 |  | 39.83 | 31.31 |  | 31.31 | 7.97 | 39.83 |  | 39.83 | 31.86 |  | 31.86
2020-04-21 11:00 | LONG | LONG | BALP | 7.99 | 3 |  | 3 | -4.99 |  | -4.99 | 8.52 | 3 |  | 3 | -5.52 |  | -5.52 | 7.97 | 3 |  | 3 | -4.97 |  | -4.97
2020-04-21 12:00 | LONG | LONG | BALP | 7.99 | 8 |  | 8 | 0.01 |  | 0.01 | 8.52 | 8 |  | 8 | -0.52 |  | -0.52 | 7.97 | 8 |  | 8 | 0.03 |  | 0.03
2020-04-21 13:00 | LONG | LONG | BALP | 7.99 | 39.83 |  | 39.83 | 31.84 |  | 31.84 | 8.52 | 39.83 |  | 39.83 | 31.31 |  | 31.31 | 7.97 | 39.83 |  | 39.83 | 31.86 |  | 31.86
2020-04-21 14:00 | LONG | LONG | BALP | 7.99 | 2.7 |  | 2.7 | -5.29 |  | -5.29 | 8.52 | 2.7 |  | 2.7 | -5.82 |  | -5.82 | 7.97 | 2.7 |  | 2.7 | -5.27 |  | -5.27
2020-04-21 15:00 | LONG | LONG | BALP | 7.99 | 1.33 |  | 1.33 | -6.66 |  | -6.66 | 8.52 | 1.33 |  | 1.33 | -7.19 |  | -7.19 | 7.97 | 1.33 |  | 1.33 | -6.64 |  | -6.64
2020-04-21 16:00 | LONG | LONG | BALP | 7.99 | 1.33 |  | 1.33 | -6.66 |  | -6.66 | 8.52 | 1.33 |  | 1.33 | -7.19 |  | -7.19 | 7.97 | 1.33 |  | 1.33 | -6.64 |  | -6.64
2020-04-21 17:00 | LONG | LONG | BALP | 7.99 | 3.42 |  | 3.42 | -4.57 |  | -4.57 | 8.52 | 3.42 |  | 3.42 | -5.1 |  | -5.1 | 7.97 | 3.42 |  | 3.42 | -4.55 |  | -4.55
2020-04-21 18:00 | LONG | LONG | BALP | 7.99 | 2 |  | 2 | -5.99 |  | -5.99 | 8.52 | 2 |  | 2 | -6.52 |  | -6.52 | 7.97 | 2 |  | 2 | -5.97 |  | -5.97
2020-04-21 19:00 | LONG | LONG | BALP | 7.99 | 2 |  | 2 | -5.99 |  | -5.99 | 8.52 | 2 |  | 2 | -6.52 |  | -6.52 | 7.97 | 2 |  | 2 | -5.97 |  | -5.97
2020-04-21 20:00 | LONG | LONG | BALP | 7.99 | 2.6 |  | 2.6 | -5.39 |  | -5.39 | 8.52 | 2.6 |  | 2.6 | -5.92 |  | -5.92 | 7.97 | 2.6 |  | 2.6 | -5.37 |  | -5.37
2020-04-21 21:00 | LONG | LONG | BALP | 7.99 | 4.6 |  | 4.6 | -3.39 |  | -3.39 | 8.52 | 4.6 |  | 4.6 | -3.92 |  | -3.92 | 7.97 | 4.6 |  | 4.6 | -3.37 |  | -3.37
2020-04-21 22:00 | LONG | LONG | BALP | 7.99 | 4.7 |  | 4.7 | -3.29 |  | -3.29 | 8.52 | 4.7 |  | 4.7 | -3.82 |  | -3.82 | 7.97 | 4.7 |  | 4.7 | -3.27 |  | -3.27
2020-04-21 23:00 | LONG | LONG | BALP | 7.99 | 25.31 |  | 25.31 | 17.32 |  | 17.32 | 8.52 | 25.31 |  | 25.31 | 16.79 |  | 16.79 | 7.97 | 25.31 |  | 25.31 | 17.34 |  | 17.34
2020-04-22 | LONG | LONG | BALP | 7.99 | -0.59 |  | -0.59 | -8.58 |  | -8.58 | 8.52 | -0.59 |  | -0.59 | -9.11 |  | -9.11 | 7.97 | -0.59 |  | -0.59 | -8.56 |  | -8.56
2020-04-22 01:00 | LONG | LONG | BALP | 7.99 | 2 |  | 2 | -5.99 |  | -5.99 | 8.52 | 2 |  | 2 | -6.52 |  | -6.52 | 7.97 | 2 |  | 2 | -5.97 |  | -5.97
2020-04-22 02:00 | LONG | LONG | BALP | 7.99 | 2 |  | 2 | -5.99 |  | -5.99 | 8.52 | 2 |  | 2 | -6.52 |  | -6.52 | 7.97 | 2 |  | 2 | -5.97 |  | -5.97
2020-04-22 03:00 | LONG | LONG | BALP | 7.99 | 2 |  | 2 | -5.99 |  | -5.99 | 8.52 | 2 |  | 2 | -6.52 |  | -6.52 | 7.97 | 2 |  | 2 | -5.97 |  | -5.97
2020-04-22 04:00 | LONG | LONG | BALP | 7.99 | 2 |  | 2 | -5.99 |  | -5.99 | 8.52 | 2 |  | 2 | -6.52 |  | -6.52 | 7.97 | 2 |  | 2 | -5.97 |  | -5.97
2020-04-22 05:00 | LONG | LONG | BALP | 7.99 | 2 |  | 2 | -5.99 |  | -5.99 | 8.52 | 2 |  | 2 | -6.52 |  | -6.52 | 7.97 | 2 |  | 2 | -5.97 |  | -5.97
2020-04-22 06:00 | LONG | LONG | BALP | 7.99 | 1.83 |  | 1.83 | -6.16 |  | -6.16 | 8.52 | 1.83 |  | 1.83 | -6.69 |  | -6.69 | 7.97 | 1.83 |  | 1.83 | -6.14 |  | -6.14
2020-04-22 07:00 | LONG | LONG | BALP | 7.99 | 1.83 |  | 1.83 | -6.16 |  | -6.16 | 8.52 | 1.83 |  | 1.83 | -6.69 |  | -6.69 | 7.97 | 1.83 |  | 1.83 | -6.14 |  | -6.14
2020-04-22 08:00 | LONG | LONG | BALP | 7.99 | 1.83 |  | 1.83 | -6.16 |  | -6.16 | 8.52 | 1.83 |  | 1.83 | -6.69 |  | -6.69 | 7.97 | 1.83 |  | 1.83 | -6.14 |  | -6.14
2020-04-22 09:00 | SHORT | SHORT | BALP | 7.99 | 52.1 | 52.1 |  | 60.09 | 60.09 |  | 8.52 | 52.1 | 52.1 |  | 60.62 | 60.62 |  | 7.97 | 52.1 | 52.1 |  | 60.07 | 60.07
2020-04-22 10:00 | SHORT | LONG | BALP | 7.99 | 51.9 | 51.9 |  | 59.89 | 59.89 |  | 8.52 | 51.9 | 51.9 |  | 60.42 | 60.42 |  | 7.97 | 40.75 |  | 40.75 | 32.78 |  | 32.78
2020-04-22 11:00 | LONG | LONG | BALP | 7.99 | 3.7 |  | 3.7 | -4.29 |  | -4.29 | 8.52 | 3.7 |  | 3.7 | -4.82 |  | -4.82 | 7.97 | 3.7 |  | 3.7 | -4.27 |  | -4.27
2020-04-22 12:00 | LONG | LONG | BALP | 7.99 | 10 |  | 10 | 2.01 |  | 2.01 | 8.52 | 10 |  | 10 | 1.48 |  | 1.48 | 7.97 | 10 |  | 10 | 2.03 |  | 2.03
2020-04-22 13:00 | LONG | LONG | BALP | 7.99 | 10 |  | 10 | 2.01 |  | 2.01 | 8.52 | 10 |  | 10 | 1.48 |  | 1.48 | 7.97 | 10 |  | 10 | 2.03 |  | 2.03
2020-04-22 14:00 | LONG | LONG | BALP | 7.99 | 2.17 |  | 2.17 | -5.82 |  | -5.82 | 8.52 | 2.17 |  | 2.17 | -6.35 |  | -6.35 | 7.97 | 2.17 |  | 2.17 | -5.8 |  | -5.8
2020-04-22 15:00 | LONG | LONG | BALP | 7.99 | 2 |  | 2 | -5.99 |  | -5.99 | 8.52 | 2 |  | 2 | -6.52 |  | -6.52 | 7.97 | 2 |  | 2 | -5.97 |  | -5.97
2020-04-22 16:00 | LONG | LONG | BALP | 7.99 | 1.37 |  | 1.37 | -6.62 |  | -6.62 | 8.52 | 1.37 |  | 1.37 | -7.15 |  | -7.15 | 7.97 | 1.37 |  | 1.37 | -6.6 |  | -6.6
2020-04-22 17:00 | LONG | LONG | BALP | 7.99 | 8 |  | 8 | 0.01 |  | 0.01 | 8.52 | 8 |  | 8 | -0.52 |  | -0.52 | 7.97 | 8 |  | 8 | 0.03 |  | 0.03
2020-04-22 18:00 | LONG | LONG | BALP | 7.99 | 36.95 |  | 36.95 | 28.96 |  | 28.96 | 8.52 | 36.95 |  | 36.95 | 28.43 |  | 28.43 | 7.97 | 36.95 |  | 36.95 | 28.98 |  | 28.98
2020-04-22 19:00 | LONG | SHORT | BALP | 7.99 | 37.32 |  | 37.32 | 29.33 |  | 29.33 | 8.52 | 37.32 |  | 37.32 | 28.8 |  | 28.8 | 7.97 | 37.32 | 37.32 |  | 45.29 | 45.29
2020-04-22 20:00 | LONG | LONG | BALP | 7.99 | 3.8 |  | 3.8 | -4.19 |  | -4.19 | 8.52 | 3.8 |  | 3.8 | -4.72 |  | -4.72 | 7.97 | 3.8 |  | 3.8 | -4.17 |  | -4.17
2020-04-22 21:00 | LONG | LONG | VoAA | 7.99 | 10 |  | 10 | 2.01 |  | 2.01 | 8.52 | 28.78 |  | 28.78 | 20.26 |  | 20.26 | 7.97 | 41.81 |  | 41.81 | 33.84 |  | 33.84
2020-04-22 22:00 | LONG | LONG | BALP | 7.99 | 1.83 |  | 1.83 | -6.16 |  | -6.16 | 8.52 | 1.83 |  | 1.83 | -6.69 |  | -6.69 | 7.97 | 1.83 |  | 1.83 | -6.14 |  | -6.14
2020-04-22 23:00 | LONG | LONG | BALP | 7.99 | 1.83 |  | 1.83 | -6.16 |  | -6.16 | 8.52 | 1.83 |  | 1.83 | -6.69 |  | -6.69 | 7.97 | 1.83 |  | 1.83 | -6.14 |  | -6.14
2020-04-23 | LONG | LONG | BALP | 7.99 | 1 |  | 1 | -6.99 |  | -6.99 | 8.52 | 1 |  | 1 | -7.52 |  | -7.52 | 7.97 | 1 |  | 1 | -6.97 |  | -6.97
2020-04-23 01:00 | LONG | LONG | VoAA | 7.99 | 0 |  | 0 | -7.99 |  | -7.99 | 8.52 | 14.79 |  | 14.79 | 6.27 |  | 6.27 | 7.97 | 20.1 |  | 20.1 | 12.13 |  | 12.13
2020-04-23 02:00 | SHORT | SHORT | BALP | 7.99 | 77 | 77 |  | 84.99 | 84.99 |  | 8.52 | 77 | 77 |  | 85.52 | 85.52 |  | 7.97 | 77 | 77 |  | 84.97 | 84.97
2020-04-23 03:00 | SHORT | SHORT | BALP | 7.99 | 95 | 95 |  | 102.99 | 102.99 |  | 8.52 | 95 | 95 |  | 103.52 | 103.52 |  | 7.97 | 95 | 95 |  | 102.97 | 102.97
2020-04-23 04:00 | SHORT | SHORT | BALP | 7.99 | 77 | 77 |  | 84.99 | 84.99 |  | 8.52 | 77 | 77 |  | 85.52 | 85.52 |  | 7.97 | 77 | 77 |  | 84.97 | 84.97
2020-04-23 05:00 | SHORT | SHORT | BALP | 7.99 | 77 | 77 |  | 84.99 | 84.99 |  | 8.52 | 77 | 77 |  | 85.52 | 85.52 |  | 7.97 | 77 | 77 |  | 84.97 | 84.97
2020-04-23 06:00 | LONG | LONG | BALP | 7.99 | 1 |  | 1 | -6.99 |  | -6.99 | 8.52 | 1 |  | 1 | -7.52 |  | -7.52 | 7.97 | 1 |  | 1 | -6.97 |  | -6.97
2020-04-23 07:00 | LONG | LONG | VoAA | 7.99 | 10 |  | 10 | 2.01 |  | 2.01 | 8.52 | 27.55 |  | 27.55 | 19.03 |  | 19.03 | 7.97 | 37.57 |  | 37.57 | 29.6 |  | 29.6
2020-04-23 08:00 | LONG | LONG | BALP | 7.99 | 1.73 |  | 1.73 | -6.26 |  | -6.26 | 8.52 | 1.73 |  | 1.73 | -6.79 |  | -6.79 | 7.97 | 1.73 |  | 1.73 | -6.24 |  | -6.24
2020-04-23 09:00 | LONG | LONG | BALP | 7.99 | 3.5 |  | 3.5 | -4.49 |  | -4.49 | 8.52 | 3.5 |  | 3.5 | -5.02 |  | -5.02 | 7.97 | 3.5 |  | 3.5 | -4.47 |  | -4.47
2020-04-23 10:00 | SHORT | SHORT | VoAA | 7.99 | 49.8 | 49.8 |  | 57.79 | 57.79 |  | 8.52 | 29.9 | 29.9 |  | 38.42 | 38.42 |  | 7.97 | 41.47 | 41.47 |  | 49.44 | 49.44
2020-04-23 11:00 | LONG | LONG | BALP | 7.99 | 41.44 |  | 41.44 | 33.45 |  | 33.45 | 8.52 | 41.44 |  | 41.44 | 32.92 |  | 32.92 | 7.97 | 41.44 |  | 41.44 | 33.47 |  | 33.47
2020-04-23 12:00 | LONG | LONG | BALP | 7.99 | 41.26 |  | 41.26 | 33.27 |  | 33.27 | 8.52 | 41.26 |  | 41.26 | 32.74 |  | 32.74 | 7.97 | 41.26 |  | 41.26 | 33.29 |  | 33.29
2020-04-23 13:00 | LONG | LONG | BALP | 7.99 | 38.92 |  | 38.92 | 30.93 |  | 30.93 | 8.52 | 38.92 |  | 38.92 | 30.4 |  | 30.4 | 7.97 | 38.92 |  | 38.92 | 30.95 |  | 30.95
2020-04-23 14:00 | LONG | LONG | BALP | 7.99 | 36.87 |  | 36.87 | 28.88 |  | 28.88 | 8.52 | 36.87 |  | 36.87 | 28.35 |  | 28.35 | 7.97 | 36.87 |  | 36.87 | 28.9 |  | 28.9
2020-04-23 15:00 | LONG | LONG | BALP | 7.99 | 10 |  | 10 | 2.01 |  | 2.01 | 8.52 | 10 |  | 10 | 1.48 |  | 1.48 | 7.97 | 10 |  | 10 | 2.03 |  | 2.03
2020-04-23 16:00 | LONG | LONG | BALP | 7.99 | 10 |  | 10 | 2.01 |  | 2.01 | 8.52 | 10 |  | 10 | 1.48 |  | 1.48 | 7.97 | 10 |  | 10 | 2.03 |  | 2.03
2020-04-23 17:00 | LONG | LONG | BALP | 7.99 | 30.42 |  | 30.42 | 22.43 |  | 22.43 | 8.52 | 30.42 |  | 30.42 | 21.9 |  | 21.9 | 7.97 | 30.42 |  | 30.42 | 22.45 |  | 22.45
2020-04-23 18:00 | SHORT | SHORT | BALP | 7.99 | 40 | 40 |  | 47.99 | 47.99 |  | 8.52 | 40 | 40 |  | 48.52 | 48.52 |  | 7.97 | 40 | 40 |  | 47.97 | 47.97
2020-04-23 19:00 | SHORT | SHORT | BALP | 7.99 | 67.31 | 67.31 |  | 75.3 | 75.3 |  | 8.52 | 67.31 | 67.31 |  | 75.83 | 75.83 |  | 7.97 | 67.31 | 67.31 |  | 75.28 | 75.28
2020-04-23 20:00 | LONG | LONG | BALP | 7.99 | 40.61 |  | 40.61 | 32.62 |  | 32.62 | 8.52 | 40.61 |  | 40.61 | 32.09 |  | 32.09 | 7.97 | 40.61 |  | 40.61 | 32.64 |  | 32.64
2020-04-23 21:00 | LONG | LONG | VoAA | 7.99 | 20 |  | 20 | 12.01 |  | 12.01 | 8.52 | 33.85 |  | 33.85 | 25.33 |  | 25.33 | 7.97 | 42.4 |  | 42.4 | 34.43 |  | 34.43
2020-04-23 22:00 | LONG | LONG | BALP | 7.99 | 20 |  | 20 | 12.01 |  | 12.01 | 8.52 | 20 |  | 20 | 11.48 |  | 11.48 | 7.97 | 20 |  | 20 | 12.03 |  | 12.03
2020-04-23 23:00 | SHORT | SHORT | BALP | 7.99 | 95 | 95 |  | 102.99 | 102.99 |  | 8.52 | 95 | 95 |  | 103.52 | 103.52 |  | 7.97 | 95 | 95 |  | 102.97 | 102.97
2020-04-24 | LONG | LONG | BALP | 7.99 | 10 |  | 10 | 2.01 |  | 2.01 | 8.52 | 10 |  | 10 | 1.48 |  | 1.48 | 7.97 | 10 |  | 10 | 2.03 |  | 2.03
2020-04-24 01:00 | SHORT | SHORT | BALP | 7.99 | 95 | 95 |  | 102.99 | 102.99 |  | 8.52 | 95 | 95 |  | 103.52 | 103.52 |  | 7.97 | 95 | 95 |  | 102.97 | 102.97
2020-04-24 02:00 | SHORT | SHORT | VoAA | 7.99 | 40 | 40 |  | 47.99 | 47.99 |  | 8.52 | 17.17 | 17.17 |  | 25.69 | 25.69 |  | 7.97 | 19.08 | 19.08 |  | 27.05 | 27.05
2020-04-24 03:00 | LONG | LONG | VoAA | 7.99 | -5.66 |  | -5.66 | -13.65 |  | -13.65 | 8.52 | 7.53 |  | 7.53 | -0.99 |  | -0.99 | 7.97 | 10.98 |  | 10.98 | 3.01 |  | 3.01
2020-04-24 04:00 | LONG | LONG | VoAA | 7.99 | -5.66 |  | -5.66 | -13.65 |  | -13.65 | 8.52 | 11.69 |  | 11.69 | 3.17 |  | 3.17 | 7.97 | 10.71 |  | 10.71 | 2.74 |  | 2.74
2020-04-24 05:00 | LONG | LONG | BALP | 7.99 | 1 |  | 1 | -6.99 |  | -6.99 | 8.52 | 1 |  | 1 | -7.52 |  | -7.52 | 7.97 | 1 |  | 1 | -6.97 |  | -6.97
2020-04-24 06:00 | LONG | LONG | BALP | 7.99 | 0.5 |  | 0.5 | -7.49 |  | -7.49 | 8.52 | 0.5 |  | 0.5 | -8.02 |  | -8.02 | 7.97 | 0.5 |  | 0.5 | -7.47 |  | -7.47
2020-04-24 07:00 | LONG | LONG | BALP | 7.99 | 0.5 |  | 0.5 | -7.49 |  | -7.49 | 8.52 | 0.5 |  | 0.5 | -8.02 |  | -8.02 | 7.97 | 0.5 |  | 0.5 | -7.47 |  | -7.47
2020-04-24 08:00 | LONG | LONG | BALP | 7.99 | 2.17 |  | 2.17 | -5.82 |  | -5.82 | 8.52 | 2.17 |  | 2.17 | -6.35 |  | -6.35 | 7.97 | 2.17 |  | 2.17 | -5.8 |  | -5.8
2020-04-24 09:00 | LONG | LONG | BALP | 7.99 | 3.8 |  | 3.8 | -4.19 |  | -4.19 | 8.52 | 3.8 |  | 3.8 | -4.72 |  | -4.72 | 7.97 | 3.8 |  | 3.8 | -4.17 |  | -4.17
2020-04-24 10:00 | LONG | LONG | BALP | 7.99 | 5 |  | 5 | -2.99 |  | -2.99 | 8.52 | 5 |  | 5 | -3.52 |  | -3.52 | 7.97 | 5 |  | 5 | -2.97 |  | -2.97
2020-04-24 11:00 | LONG | LONG | BALP | 7.99 | 5 |  | 5 | -2.99 |  | -2.99 | 8.52 | 5 |  | 5 | -3.52 |  | -3.52 | 7.97 | 5 |  | 5 | -2.97 |  | -2.97
2020-04-24 12:00 | LONG | LONG | BALP | 7.99 | 5 |  | 5 | -2.99 |  | -2.99 | 8.52 | 5 |  | 5 | -3.52 |  | -3.52 | 7.97 | 5 |  | 5 | -2.97 |  | -2.97
2020-04-24 13:00 | LONG | LONG | BALP | 7.99 | 10 |  | 10 | 2.01 |  | 2.01 | 8.52 | 10 |  | 10 | 1.48 |  | 1.48 | 7.97 | 10 |  | 10 | 2.03 |  | 2.03
2020-04-24 14:00 | LONG | LONG | BALP | 7.99 | 3 |  | 3 | -4.99 |  | -4.99 | 8.52 | 3 |  | 3 | -5.52 |  | -5.52 | 7.97 | 3 |  | 3 | -4.97 |  | -4.97
2020-04-24 15:00 | LONG | LONG | BALP | 7.99 | 2 |  | 2 | -5.99 |  | -5.99 | 8.52 | 2 |  | 2 | -6.52 |  | -6.52 | 7.97 | 2 |  | 2 | -5.97 |  | -5.97
2020-04-24 16:00 | LONG | LONG | BALP | 7.99 | 2 |  | 2 | -5.99 |  | -5.99 | 8.52 | 2 |  | 2 | -6.52 |  | -6.52 | 7.97 | 2 |  | 2 | -5.97 |  | -5.97
2020-04-24 17:00 | SHORT | SHORT | VoAA | 7.99 | 45.85 | 45.85 |  | 53.84 | 53.84 |  | 8.52 | 23.43 | 23.43 |  | 31.95 | 31.95 |  | 7.97 | 36.07 | 36.07 |  | 44.04 | 44.04
2020-04-24 18:00 | SHORT | SHORT | BALP | 7.99 | 95 | 95 |  | 102.99 | 102.99 |  | 8.52 | 95 | 95 |  | 103.52 | 103.52 |  | 7.97 | 95 | 95 |  | 102.97 | 102.97
2020-04-24 19:00 | SHORT | SHORT | BALP | 7.99 | 95 | 95 |  | 102.99 | 102.99 |  | 8.52 | 95 | 95 |  | 103.52 | 103.52 |  | 7.97 | 95 | 95 |  | 102.97 | 102.97
2020-04-24 20:00 | SHORT | SHORT | BALP | 7.99 | 95 | 95 |  | 102.99 | 102.99 |  | 8.52 | 95 | 95 |  | 103.52 | 103.52 |  | 7.97 | 95 | 95 |  | 102.97 | 102.97
2020-04-24 21:00 | SHORT | SHORT | VoAA | 7.99 | 41.9 | 41.9 |  | 49.89 | 49.89 |  | 8.52 | 25.95 | 25.95 |  | 34.47 | 34.47 |  | 7.97 | 34.92 | 34.92 |  | 42.89 | 42.89
2020-04-24 22:00 | SHORT | SHORT | BALP | 7.99 | 95 | 95 |  | 102.99 | 102.99 |  | 8.52 | 95 | 95 |  | 103.52 | 103.52 |  | 7.97 | 95 | 95 |  | 102.97 | 102.97
2020-04-24 23:00 | LONG | LONG | BALP | 7.99 | 1.74 |  | 1.74 | -6.25 |  | -6.25 | 8.52 | 1.74 |  | 1.74 | -6.78 |  | -6.78 | 7.97 | 1.74 |  | 1.74 | -6.23 |  | -6.23
2020-04-25 | LONG | LONG | BALP | 7.99 | 1 |  | 1 | -6.99 |  | -6.99 | 8.52 | 1 |  | 1 | -7.52 |  | -7.52 | 7.97 | 1 |  | 1 | -6.97 |  | -6.97
2020-04-25 01:00 | LONG | LONG | BALP | 7.99 | -2 |  | -2 | -9.99 |  | -9.99 | 8.52 | -2 |  | -2 | -10.52 |  | -10.52 | 7.97 | -2 |  | -2 | -9.97 |  | -9.97
2020-04-25 02:00 | LONG | LONG | BALP | 7.99 | 1.73 |  | 1.73 | -6.26 |  | -6.26 | 8.52 | 1.73 |  | 1.73 | -6.79 |  | -6.79 | 7.97 | 1.73 |  | 1.73 | -6.24 |  | -6.24
2020-04-25 03:00 | LONG | LONG | BALP | 7.99 | 2 |  | 2 | -5.99 |  | -5.99 | 8.52 | 2 |  | 2 | -6.52 |  | -6.52 | 7.97 | 2 |  | 2 | -5.97 |  | -5.97
2020-04-25 04:00 | LONG | LONG | BALP | 7.99 | 1.5 |  | 1.5 | -6.49 |  | -6.49 | 8.52 | 1.5 |  | 1.5 | -7.02 |  | -7.02 | 7.97 | 1.5 |  | 1.5 | -6.47 |  | -6.47
2020-04-25 05:00 | LONG | LONG | BALP | 7.99 | 1.5 |  | 1.5 | -6.49 |  | -6.49 | 8.52 | 1.5 |  | 1.5 | -7.02 |  | -7.02 | 7.97 | 1.5 |  | 1.5 | -6.47 |  | -6.47
2020-04-25 06:00 | LONG | LONG | BALP | 7.99 | 1.31 |  | 1.31 | -6.68 |  | -6.68 | 8.52 | 1.31 |  | 1.31 | -7.21 |  | -7.21 | 7.97 | 1.31 |  | 1.31 | -6.66 |  | -6.66
2020-04-25 07:00 | SHORT | SHORT | BALP | 7.99 | 95 | 95 |  | 102.99 | 102.99 |  | 8.52 | 95 | 95 |  | 103.52 | 103.52 |  | 7.97 | 95 | 95 |  | 102.97 | 102.97
2020-04-25 08:00 | SHORT | SHORT | VoAA | 7.99 | 40 | 40 |  | 47.99 | 47.99 |  | 8.52 | 13.97 | 13.97 |  | 22.49 | 22.49 |  | 7.97 | 14.73 | 14.73 |  | 22.7 | 22.7
2020-04-25 09:00 | SHORT | SHORT | BALP | 7.99 | 95 | 95 |  | 102.99 | 102.99 |  | 8.52 | 95 | 95 |  | 103.52 | 103.52 |  | 7.97 | 95 | 95 |  | 102.97 | 102.97
2020-04-25 10:00 | SHORT | LONG | BALP | 7.99 | 40 | 40 |  | 47.99 | 47.99 |  | 8.52 | 40 | 40 |  | 48.52 | 48.52 |  | 7.97 | 16.63 |  | 16.63 | 8.66 |  | 8.66
2020-04-25 11:00 | LONG | LONG | BALP | 7.99 | 2 |  | 2 | -5.99 |  | -5.99 | 8.52 | 2 |  | 2 | -6.52 |  | -6.52 | 7.97 | 2 |  | 2 | -5.97 |  | -5.97
2020-04-25 12:00 | LONG | LONG | BALP | 7.99 | 1.95 |  | 1.95 | -6.04 |  | -6.04 | 8.52 | 1.95 |  | 1.95 | -6.57 |  | -6.57 | 7.97 | 1.95 |  | 1.95 | -6.02 |  | -6.02
2020-04-25 13:00 | LONG | LONG | BALP | 7.99 | 1.84 |  | 1.84 | -6.15 |  | -6.15 | 8.52 | 1.84 |  | 1.84 | -6.68 |  | -6.68 | 7.97 | 1.84 |  | 1.84 | -6.13 |  | -6.13
2020-04-25 14:00 | LONG | LONG | BALP | 7.99 | 2 |  | 2 | -5.99 |  | -5.99 | 8.52 | 2 |  | 2 | -6.52 |  | -6.52 | 7.97 | 2 |  | 2 | -5.97 |  | -5.97
2020-04-25 15:00 | LONG | LONG | BALP | 7.99 | 2 |  | 2 | -5.99 |  | -5.99 | 8.52 | 2 |  | 2 | -6.52 |  | -6.52 | 7.97 | 2 |  | 2 | -5.97 |  | -5.97
2020-04-25 16:00 | LONG | LONG | BALP | 7.99 | 0 |  | 0 | -7.99 |  | -7.99 | 8.52 | 0 |  | 0 | -8.52 |  | -8.52 | 7.97 | 0 |  | 0 | -7.97 |  | -7.97
2020-04-25 17:00 | LONG | LONG | BALP | 7.99 | 0 |  | 0 | -7.99 |  | -7.99 | 8.52 | 0 |  | 0 | -8.52 |  | -8.52 | 7.97 | 0 |  | 0 | -7.97 |  | -7.97
2020-04-25 18:00 | LONG | LONG | BALP | 7.99 | 0.01 |  | 0.01 | -7.98 |  | -7.98 | 8.52 | 0.01 |  | 0.01 | -8.51 |  | -8.51 | 7.97 | 0.01 |  | 0.01 | -7.96 |  | -7.96
2020-04-25 19:00 | LONG | LONG | BALP | 7.99 | 19.95 |  | 19.95 | 11.96 |  | 11.96 | 8.52 | 19.95 |  | 19.95 | 11.43 |  | 11.43 | 7.97 | 19.95 |  | 19.95 | 11.98 |  | 11.98
2020-04-25 20:00 | SHORT | SHORT | VoAA | 7.99 | 40 | 40 |  | 47.99 | 47.99 |  | 8.52 | 20.01 | 20.01 |  | 28.53 | 28.53 |  | 7.97 | 26.7 | 26.7 |  | 34.67 | 34.67
2020-04-25 21:00 | LONG | LONG | VoAA | 7.99 | 0.01 |  | 0.01 | -7.98 |  | -7.98 | 8.52 | 19.89 |  | 19.89 | 11.37 |  | 11.37 | 7.97 | 32 |  | 32 | 24.03 |  | 24.03
2020-04-25 22:00 | LONG | LONG | VoAA | 7.99 | 0.01 |  | 0.01 | -7.98 |  | -7.98 | 8.52 | 19.01 |  | 19.01 | 10.49 |  | 10.49 | 7.97 | 29.77 |  | 29.77 | 21.8 |  | 21.8
2020-04-25 23:00 | SHORT | SHORT | VoAA | 7.99 | 29.08 | 29.08 |  | 37.07 | 37.07 |  | 8.52 | 14.55 | 14.55 |  | 23.07 | 23.07 |  | 7.97 | 28 | 28 |  | 35.97 | 35.97
2020-04-26 | LONG | LONG | BALP | 7.99 | 3 |  | 3 | -4.99 |  | -4.99 | 8.52 | 3 |  | 3 | -5.52 |  | -5.52 | 7.97 | 3 |  | 3 | -4.97 |  | -4.97
2020-04-26 01:00 | SHORT | SHORT | BALP | 7.99 | 95 | 95 |  | 102.99 | 102.99 |  | 8.52 | 95 | 95 |  | 103.52 | 103.52 |  | 7.97 | 95 | 95 |  | 102.97 | 102.97
2020-04-26 02:00 | SHORT | SHORT | VoAA | 7.99 | 29.06 | 29.06 |  | 37.05 | 37.05 |  | 8.52 | 8.67 | 8.67 |  | 17.19 | 17.19 |  | 7.97 | 19.06 | 19.06 |  | 27.03 | 27.03
2020-04-26 03:00 | SHORT | SHORT | VoAA | 7.99 | 29.07 | 29.07 |  | 37.06 | 37.06 |  | 8.52 | 8.67 | 8.67 |  | 17.19 | 17.19 |  | 7.97 | 19.06 | 19.06 |  | 27.03 | 27.03
2020-04-26 04:00 | LONG | LONG | VoAA | 7.99 | -11.73 |  | -11.73 | -19.72 |  | -19.72 | 8.52 | 9.99 |  | 9.99 | 1.47 |  | 1.47 | 7.97 | 19.07 |  | 19.07 | 11.1 |  | 11.1
2020-04-26 05:00 | LONG | LONG | BALP | 7.99 | 3 |  | 3 | -4.99 |  | -4.99 | 8.52 | 3 |  | 3 | -5.52 |  | -5.52 | 7.97 | 3 |  | 3 | -4.97 |  | -4.97
2020-04-26 06:00 | LONG | LONG | BALP | 7.99 | 3 |  | 3 | -4.99 |  | -4.99 | 8.52 | 3 |  | 3 | -5.52 |  | -5.52 | 7.97 | 3 |  | 3 | -4.97 |  | -4.97
2020-04-26 07:00 | LONG | LONG | BALP | 7.99 | 2 |  | 2 | -5.99 |  | -5.99 | 8.52 | 2 |  | 2 | -6.52 |  | -6.52 | 7.97 | 2 |  | 2 | -5.97 |  | -5.97
2020-04-26 08:00 | LONG | LONG | BALP | 7.99 | 2 |  | 2 | -5.99 |  | -5.99 | 8.52 | 2 |  | 2 | -6.52 |  | -6.52 | 7.97 | 2 |  | 2 | -5.97 |  | -5.97
2020-04-26 09:00 | LONG | LONG | BALP | 7.99 | 2.6 |  | 2.6 | -5.39 |  | -5.39 | 8.52 | 2.6 |  | 2.6 | -5.92 |  | -5.92 | 7.97 | 2.6 |  | 2.6 | -5.37 |  | -5.37
2020-04-26 10:00 | LONG | LONG | BALP | 7.99 | 13.9 |  | 13.9 | 5.91 |  | 5.91 | 8.52 | 13.9 |  | 13.9 | 5.38 |  | 5.38 | 7.97 | 13.9 |  | 13.9 | 5.93 |  | 5.93
2020-04-26 11:00 | LONG | LONG | BALP | 7.99 | 0.01 |  | 0.01 | -7.98 |  | -7.98 | 8.52 | 0.01 |  | 0.01 | -8.51 |  | -8.51 | 7.97 | 0.01 |  | 0.01 | -7.96 |  | -7.96
2020-04-26 12:00 | LONG | LONG | BALP | 7.99 | 16.86 |  | 16.86 | 8.87 |  | 8.87 | 8.52 | 16.86 |  | 16.86 | 8.34 |  | 8.34 | 7.97 | 16.86 |  | 16.86 | 8.89 |  | 8.89
2020-04-26 13:00 | LONG | LONG | BALP | 7.99 | 3 |  | 3 | -4.99 |  | -4.99 | 8.52 | 3 |  | 3 | -5.52 |  | -5.52 | 7.97 | 3 |  | 3 | -4.97 |  | -4.97
2020-04-26 14:00 | LONG | LONG | BALP | 7.99 | 3 |  | 3 | -4.99 |  | -4.99 | 8.52 | 3 |  | 3 | -5.52 |  | -5.52 | 7.97 | 3 |  | 3 | -4.97 |  | -4.97
2020-04-26 15:00 | LONG | LONG | BALP | 7.99 | 2.5 |  | 2.5 | -5.49 |  | -5.49 | 8.52 | 2.5 |  | 2.5 | -6.02 |  | -6.02 | 7.97 | 2.5 |  | 2.5 | -5.47 |  | -5.47
2020-04-26 16:00 | LONG | LONG | BALP | 7.99 | 1.73 |  | 1.73 | -6.26 |  | -6.26 | 8.52 | 1.73 |  | 1.73 | -6.79 |  | -6.79 | 7.97 | 1.73 |  | 1.73 | -6.24 |  | -6.24
2020-04-26 17:00 | LONG | LONG | BALP | 7.99 | 1.73 |  | 1.73 | -6.26 |  | -6.26 | 8.52 | 1.73 |  | 1.73 | -6.79 |  | -6.79 | 7.97 | 1.73 |  | 1.73 | -6.24 |  | -6.24
2020-04-26 18:00 | LONG | LONG | VoAA | 7.99 | 0 |  | 0 | -7.99 |  | -7.99 | 8.52 | 17.41 |  | 17.41 | 8.89 |  | 8.89 | 7.97 | 16.15 |  | 16.15 | 8.18 |  | 8.18
2020-04-26 19:00 | SHORT | SHORT | BALP | 7.99 | 40 | 40 |  | 47.99 | 47.99 |  | 8.52 | 40 | 40 |  | 48.52 | 48.52 |  | 7.97 | 40 | 40 |  | 47.97 | 47.97
2020-04-26 20:00 | SHORT | SHORT | BALP | 7.99 | 40 | 40 |  | 47.99 | 47.99 |  | 8.52 | 40 | 40 |  | 48.52 | 48.52 |  | 7.97 | 40 | 40 |  | 47.97 | 47.97
2020-04-26 21:00 | LONG | LONG | BALP | 7.99 | 16.07 |  | 16.07 | 8.08 |  | 8.08 | 8.52 | 16.07 |  | 16.07 | 7.55 |  | 7.55 | 7.97 | 16.07 |  | 16.07 | 8.1 |  | 8.1
2020-04-26 22:00 | LONG | LONG | VoAA | 7.99 | 1 |  | 1 | -6.99 |  | -6.99 | 8.52 | 18.49 |  | 18.49 | 9.97 |  | 9.97 | 7.97 | 27.49 |  | 27.49 | 19.52 |  | 19.52
2020-04-26 23:00 | SHORT | SHORT | BALP | 7.99 | 25.97 | 25.97 |  | 33.96 | 33.96 |  | 8.52 | 25.97 | 25.97 |  | 34.49 | 34.49 |  | 7.97 | 25.97 | 25.97 |  | 33.94 | 33.94
2020-04-27 | SHORT | SHORT | VoAA | 7.99 | 40 | 40 |  | 47.99 | 47.99 |  | 8.52 | 25 | 25 |  | 33.52 | 33.52 |  | 7.97 | 18.64 | 18.64 |  | 26.61 | 26.61
2020-04-27 01:00 | SHORT | SHORT | VoAA | 7.99 | 40 | 40 |  | 47.99 | 47.99 |  | 8.52 | 20 | 20 |  | 28.52 | 28.52 |  | 7.97 | 20.34 | 20.34 |  | 28.31 | 28.31
2020-04-27 02:00 | LONG | LONG | BALP | 7.99 | 10.45 |  | 10.45 | 2.46 |  | 2.46 | 8.52 | 10.45 |  | 10.45 | 1.93 |  | 1.93 | 7.97 | 10.45 |  | 10.45 | 2.48 |  | 2.48
2020-04-27 03:00 | LONG | LONG | BALP | 7.99 | 10.5 |  | 10.5 | 2.51 |  | 2.51 | 8.52 | 10.5 |  | 10.5 | 1.98 |  | 1.98 | 7.97 | 10.5 |  | 10.5 | 2.53 |  | 2.53
2020-04-27 04:00 | SHORT | SHORT | BALP | 7.99 | 40 | 40 |  | 47.99 | 47.99 |  | 8.52 | 40 | 40 |  | 48.52 | 48.52 |  | 7.97 | 40 | 40 |  | 47.97 | 47.97
2020-04-27 05:00 | LONG | LONG | BALP | 7.99 | 10.72 |  | 10.72 | 2.73 |  | 2.73 | 8.52 | 10.72 |  | 10.72 | 2.2 |  | 2.2 | 7.97 | 10.72 |  | 10.72 | 2.75 |  | 2.75
2020-04-27 06:00 | LONG | LONG | BALP | 7.99 | 17.55 |  | 17.55 | 9.56 |  | 9.56 | 8.52 | 17.55 |  | 17.55 | 9.03 |  | 9.03 | 7.97 | 17.55 |  | 17.55 | 9.58 |  | 9.58
2020-04-27 07:00 | LONG | LONG | BALP | 7.99 | 10 |  | 10 | 2.01 |  | 2.01 | 8.52 | 10 |  | 10 | 1.48 |  | 1.48 | 7.97 | 10 |  | 10 | 2.03 |  | 2.03
2020-04-27 08:00 | LONG | LONG | BALP | 7.99 | 6.43 |  | 6.43 | -1.56 |  | -1.56 | 8.52 | 6.43 |  | 6.43 | -2.09 |  | -2.09 | 7.97 | 6.43 |  | 6.43 | -1.54 |  | -1.54
2020-04-27 09:00 | LONG | LONG | BALP | 7.99 | 41.02 |  | 41.02 | 33.03 |  | 33.03 | 8.52 | 41.02 |  | 41.02 | 32.5 |  | 32.5 | 7.97 | 41.02 |  | 41.02 | 33.05 |  | 33.05
2020-04-27 10:00 | LONG | LONG | BALP | 7.99 | 38.5 |  | 38.5 | 30.51 |  | 30.51 | 8.52 | 38.5 |  | 38.5 | 29.98 |  | 29.98 | 7.97 | 38.5 |  | 38.5 | 30.53 |  | 30.53
2020-04-27 11:00 | LONG | LONG | BALP | 7.99 | 38.29 |  | 38.29 | 30.3 |  | 30.3 | 8.52 | 38.29 |  | 38.29 | 29.77 |  | 29.77 | 7.97 | 38.29 |  | 38.29 | 30.32 |  | 30.32
2020-04-27 12:00 | SHORT | LONG | BALP | 7.99 | 40 | 40 |  | 47.99 | 47.99 |  | 8.52 | 40 | 40 |  | 48.52 | 48.52 |  | 7.97 | 38.08 |  | 38.08 | 30.11 |  | 30.11
2020-04-27 13:00 | LONG | LONG | BALP | 7.99 | 38.43 |  | 38.43 | 30.44 |  | 30.44 | 8.52 | 38.43 |  | 38.43 | 29.91 |  | 29.91 | 7.97 | 38.43 |  | 38.43 | 30.46 |  | 30.46
2020-04-27 14:00 | LONG | LONG | VoAA | 7.99 | 20 |  | 20 | 12.01 |  | 12.01 | 8.52 | 26.56 |  | 26.56 | 18.04 |  | 18.04 | 7.97 | 38.02 |  | 38.02 | 30.05 |  | 30.05
2020-04-27 15:00 | SHORT | SHORT | VoAA | 7.99 | 26.7 | 26.7 |  | 34.69 | 34.69 |  | 8.52 | 23.35 | 23.35 |  | 31.87 | 31.87 |  | 7.97 | 23.12 | 23.12 |  | 31.09 | 31.09
2020-04-27 16:00 | LONG | LONG | VoAA | 7.99 | 20 |  | 20 | 12.01 |  | 12.01 | 8.52 | 30 |  | 30 | 21.48 |  | 21.48 | 7.97 | 33 |  | 33 | 25.03 |  | 25.03
2020-04-27 17:00 | LONG | LONG | VoAA | 7.99 | 20 |  | 20 | 12.01 |  | 12.01 | 8.52 | 28.24 |  | 28.24 | 19.72 |  | 19.72 | 7.97 | 35.04 |  | 35.04 | 27.07 |  | 27.07
2020-04-27 18:00 | SHORT | SHORT | VoAA | 7.99 | 28 | 28 |  | 35.99 | 35.99 |  | 8.52 | 24 | 24 |  | 32.52 | 32.52 |  | 7.97 | 26.48 | 26.48 |  | 34.45 | 34.45
2020-04-27 19:00 | LONG | LONG | BALP | 7.99 | 32.96 |  | 32.96 | 24.97 |  | 24.97 | 8.52 | 32.96 |  | 32.96 | 24.44 |  | 24.44 | 7.97 | 32.96 |  | 32.96 | 24.99 |  | 24.99
2020-04-27 20:00 | LONG | LONG | BALP | 7.99 | 27.7 |  | 27.7 | 19.71 |  | 19.71 | 8.52 | 27.7 |  | 27.7 | 19.18 |  | 19.18 | 7.97 | 27.7 |  | 27.7 | 19.73 |  | 19.73
2020-04-27 21:00 | LONG | LONG | BALP | 7.99 | 20.58 |  | 20.58 | 12.59 |  | 12.59 | 8.52 | 20.58 |  | 20.58 | 12.06 |  | 12.06 | 7.97 | 20.58 |  | 20.58 | 12.61 |  | 12.61
2020-04-27 22:00 | LONG | LONG | BALP | 7.99 | 10 |  | 10 | 2.01 |  | 2.01 | 8.52 | 10 |  | 10 | 1.48 |  | 1.48 | 7.97 | 10 |  | 10 | 2.03 |  | 2.03
2020-04-27 23:00 | LONG | LONG | VoAA | 7.99 | 10 |  | 10 | 2.01 |  | 2.01 | 8.52 | 19.43 |  | 19.43 | 10.91 |  | 10.91 | 7.97 | 32.1 |  | 32.1 | 24.13 |  | 24.13
2020-04-28 | LONG | LONG | BALP | 7.99 | 10 |  | 10 | 2.01 |  | 2.01 | 8.52 | 10 |  | 10 | 1.48 |  | 1.48 | 7.97 | 10 |  | 10 | 2.03 |  | 2.03
2020-04-28 01:00 | SHORT | SHORT | BALP | 7.99 | 95 | 95 |  | 102.99 | 102.99 |  | 8.52 | 95 | 95 |  | 103.52 | 103.52 |  | 7.97 | 95 | 95 |  | 102.97 | 102.97
2020-04-28 02:00 | SHORT | SHORT | BALP | 7.99 | 20 | 20 |  | 27.99 | 27.99 |  | 8.52 | 20 | 20 |  | 28.52 | 28.52 |  | 7.97 | 20 | 20 |  | 27.97 | 27.97
2020-04-28 03:00 | SHORT | SHORT | BALP | 7.99 | 95 | 95 |  | 102.99 | 102.99 |  | 8.52 | 95 | 95 |  | 103.52 | 103.52 |  | 7.97 | 95 | 95 |  | 102.97 | 102.97
2020-04-28 04:00 | SHORT | SHORT | BALP | 7.99 | 95 | 95 |  | 102.99 | 102.99 |  | 8.52 | 95 | 95 |  | 103.52 | 103.52 |  | 7.97 | 95 | 95 |  | 102.97 | 102.97
2020-04-28 05:00 | SHORT | SHORT | BALP | 7.99 | 29.95 | 29.95 |  | 37.94 | 37.94 |  | 8.52 | 29.95 | 29.95 |  | 38.47 | 38.47 |  | 7.97 | 29.95 | 29.95 |  | 37.92 | 37.92
2020-04-28 06:00 | LONG | LONG | BALP | 7.99 | 19.95 |  | 19.95 | 11.96 |  | 11.96 | 8.52 | 19.95 |  | 19.95 | 11.43 |  | 11.43 | 7.97 | 19.95 |  | 19.95 | 11.98 |  | 11.98
2020-04-28 07:00 | LONG | LONG | VoAA | 7.99 | 10 |  | 10 | 2.01 |  | 2.01 | 8.52 | 15 |  | 15 | 6.48 |  | 6.48 | 7.97 | 34.3 |  | 34.3 | 26.33 |  | 26.33
2020-04-28 08:00 | SHORT | SHORT | BALP | 7.99 | 20 | 20 |  | 27.99 | 27.99 |  | 8.52 | 20 | 20 |  | 28.52 | 28.52 |  | 7.97 | 20 | 20 |  | 27.97 | 27.97
2020-04-28 09:00 | SHORT | SHORT | BALP | 7.99 | 95 | 95 |  | 102.99 | 102.99 |  | 8.52 | 95 | 95 |  | 103.52 | 103.52 |  | 7.97 | 95 | 95 |  | 102.97 | 102.97
2020-04-28 10:00 | SHORT | SHORT | BALP | 7.99 | 95 | 95 |  | 102.99 | 102.99 |  | 8.52 | 95 | 95 |  | 103.52 | 103.52 |  | 7.97 | 95 | 95 |  | 102.97 | 102.97
2020-04-28 11:00 | SHORT | SHORT | BALP | 7.99 | 95 | 95 |  | 102.99 | 102.99 |  | 8.52 | 95 | 95 |  | 103.52 | 103.52 |  | 7.97 | 95 | 95 |  | 102.97 | 102.97
2020-04-28 12:00 | SHORT | SHORT | BALP | 7.99 | 51.6 | 51.6 |  | 59.59 | 59.59 |  | 8.52 | 51.6 | 51.6 |  | 60.12 | 60.12 |  | 7.97 | 51.6 | 51.6 |  | 59.57 | 59.57
2020-04-28 13:00 | SHORT | SHORT | BALP | 7.99 | 95 | 95 |  | 102.99 | 102.99 |  | 8.52 | 95 | 95 |  | 103.52 | 103.52 |  | 7.97 | 95 | 95 |  | 102.97 | 102.97
2020-04-28 14:00 | SHORT | SHORT | BALP | 7.99 | 93 | 93 |  | 100.99 | 100.99 |  | 8.52 | 93 | 93 |  | 101.52 | 101.52 |  | 7.97 | 93 | 93 |  | 100.97 | 100.97
2020-04-28 15:00 | SHORT | SHORT | BALP | 7.99 | 25.5 | 25.5 |  | 33.49 | 33.49 |  | 8.52 | 25.5 | 25.5 |  | 34.02 | 34.02 |  | 7.97 | 25.5 | 25.5 |  | 33.47 | 33.47
2020-04-28 16:00 | LONG | LONG | BALP | 7.99 | 10 |  | 10 | 2.01 |  | 2.01 | 8.52 | 10 |  | 10 | 1.48 |  | 1.48 | 7.97 | 10 |  | 10 | 2.03 |  | 2.03
2020-04-28 17:00 | LONG | LONG | BALP | 7.99 | 10 |  | 10 | 2.01 |  | 2.01 | 8.52 | 10 |  | 10 | 1.48 |  | 1.48 | 7.97 | 10 |  | 10 | 2.03 |  | 2.03
2020-04-28 18:00 | LONG | LONG | BALP | 7.99 | 38.04 |  | 38.04 | 30.05 |  | 30.05 | 8.52 | 38.04 |  | 38.04 | 29.52 |  | 29.52 | 7.97 | 38.04 |  | 38.04 | 30.07 |  | 30.07
2020-04-28 19:00 | LONG | LONG | BALP | 7.99 | 33.93 |  | 33.93 | 25.94 |  | 25.94 | 8.52 | 33.93 |  | 33.93 | 25.41 |  | 25.41 | 7.97 | 33.93 |  | 33.93 | 25.96 |  | 25.96
2020-04-28 20:00 | SHORT | SHORT | VoAA | 7.99 | 50 | 50 |  | 57.99 | 57.99 |  | 8.52 | 30 | 30 |  | 38.52 | 38.52 |  | 7.97 | 39.09 | 39.09 |  | 47.06 | 47.06
2020-04-28 21:00 | SHORT | SHORT | BALP | 7.99 | 29.99 | 29.99 |  | 37.98 | 37.98 |  | 8.52 | 29.99 | 29.99 |  | 38.51 | 38.51 |  | 7.97 | 29.99 | 29.99 |  | 37.96 | 37.96
2020-04-28 22:00 | LONG | LONG | VoAA | 7.99 | 0 |  | 0 | -7.99 |  | -7.99 | 8.52 | 20 |  | 20 | 11.48 |  | 11.48 | 7.97 | 31.04 |  | 31.04 | 23.07 |  | 23.07
2020-04-28 23:00 | SHORT | SHORT | VoAA | 7.99 | 28.24 | 28.24 |  | 36.23 | 36.23 |  | 8.52 | 11.73 | 11.73 |  | 20.25 | 20.25 |  | 7.97 | 30 | 30 |  | 37.97 | 37.97
2020-04-29 | LONG | LONG | BALP | 7.99 | 14.47 |  | 14.47 | 6.48 |  | 6.48 | 8.52 | 14.47 |  | 14.47 | 5.95 |  | 5.95 | 7.97 | 14.47 |  | 14.47 | 6.5 |  | 6.5
2020-04-29 01:00 | SHORT | SHORT | VoAA | 7.99 | 27.32 | 27.32 |  | 35.31 | 35.31 |  | 8.52 | 13.66 | 13.66 |  | 22.18 | 22.18 |  | 7.97 | 19.03 | 19.03 |  | 27 | 27
2020-04-29 02:00 | LONG | LONG | VoAA | 7.99 | 0 |  | 0 | -7.99 |  | -7.99 | 8.52 | 13.34 |  | 13.34 | 4.82 |  | 4.82 | 7.97 | 17.32 |  | 17.32 | 9.35 |  | 9.35
2020-04-29 03:00 | LONG | LONG | VoAA | 7.99 | 0 |  | 0 | -7.99 |  | -7.99 | 8.52 | 13.39 |  | 13.39 | 4.87 |  | 4.87 | 7.97 | 16.68 |  | 16.68 | 8.71 |  | 8.71
2020-04-29 04:00 | LONG | LONG | BALP | 7.99 | 10.9 |  | 10.9 | 2.91 |  | 2.91 | 8.52 | 10.9 |  | 10.9 | 2.38 |  | 2.38 | 7.97 | 10.9 |  | 10.9 | 2.93 |  | 2.93
2020-04-29 05:00 | LONG | LONG | BALP | 7.99 | 11.46 |  | 11.46 | 3.47 |  | 3.47 | 8.52 | 11.46 |  | 11.46 | 2.94 |  | 2.94 | 7.97 | 11.46 |  | 11.46 | 3.49 |  | 3.49
2020-04-29 06:00 | LONG | LONG | BALP | 7.99 | 18.37 |  | 18.37 | 10.38 |  | 10.38 | 8.52 | 18.37 |  | 18.37 | 9.85 |  | 9.85 | 7.97 | 18.37 |  | 18.37 | 10.4 |  | 10.4
2020-04-29 07:00 | SHORT | SHORT | BALP | 7.99 | 33.37 | 33.37 |  | 41.36 | 41.36 |  | 8.52 | 33.37 | 33.37 |  | 41.89 | 41.89 |  | 7.97 | 33.37 | 33.37 |  | 41.34 | 41.34
2020-04-29 08:00 | SHORT | SHORT | BALP | 7.99 | 95 | 95 |  | 102.99 | 102.99 |  | 8.52 | 95 | 95 |  | 103.52 | 103.52 |  | 7.97 | 95 | 95 |  | 102.97 | 102.97
2020-04-29 09:00 | SHORT | SHORT | BALP | 7.99 | 93 | 93 |  | 100.99 | 100.99 |  | 8.52 | 93 | 93 |  | 101.52 | 101.52 |  | 7.97 | 93 | 93 |  | 100.97 | 100.97
2020-04-29 10:00 | SHORT | SHORT | BALP | 7.99 | 95 | 95 |  | 102.99 | 102.99 |  | 8.52 | 95 | 95 |  | 103.52 | 103.52 |  | 7.97 | 95 | 95 |  | 102.97 | 102.97
2020-04-29 11:00 | SHORT | SHORT | BALP | 7.99 | 95 | 95 |  | 102.99 | 102.99 |  | 8.52 | 95 | 95 |  | 103.52 | 103.52 |  | 7.97 | 95 | 95 |  | 102.97 | 102.97
2020-04-29 12:00 | SHORT | SHORT | BALP | 7.99 | 95 | 95 |  | 102.99 | 102.99 |  | 8.52 | 95 | 95 |  | 103.52 | 103.52 |  | 7.97 | 95 | 95 |  | 102.97 | 102.97
2020-04-29 13:00 | SHORT | LONG | BALP | 7.99 | 72.03 | 72.03 |  | 80.02 | 80.02 |  | 8.52 | 72.03 | 72.03 |  | 80.55 | 80.55 |  | 7.97 | 40.61 |  | 40.61 | 32.64 |  | 32.64
2020-04-29 14:00 | SHORT | LONG | BALP | 7.99 | 45.3 | 45.3 |  | 53.29 | 53.29 |  | 8.52 | 45.3 | 45.3 |  | 53.82 | 53.82 |  | 7.97 | 37.71 |  | 37.71 | 29.74 |  | 29.74
2020-04-29 15:00 | LONG | LONG | BALP | 7.99 | 27.36 |  | 27.36 | 19.37 |  | 19.37 | 8.52 | 27.36 |  | 27.36 | 18.84 |  | 18.84 | 7.97 | 27.36 |  | 27.36 | 19.39 |  | 19.39
2020-04-29 16:00 | SHORT | SHORT | BALP | 7.99 | 95 | 95 |  | 102.99 | 102.99 |  | 8.52 | 95 | 95 |  | 103.52 | 103.52 |  | 7.97 | 95 | 95 |  | 102.97 | 102.97
2020-04-29 17:00 | SHORT | SHORT | BALP | 7.99 | 95 | 95 |  | 102.99 | 102.99 |  | 8.52 | 95 | 95 |  | 103.52 | 103.52 |  | 7.97 | 95 | 95 |  | 102.97 | 102.97
2020-04-29 18:00 | SHORT | SHORT | BALP | 7.99 | 95 | 95 |  | 102.99 | 102.99 |  | 8.52 | 95 | 95 |  | 103.52 | 103.52 |  | 7.97 | 95 | 95 |  | 102.97 | 102.97
2020-04-29 19:00 | SHORT | SHORT | BALP | 7.99 | 95 | 95 |  | 102.99 | 102.99 |  | 8.52 | 95 | 95 |  | 103.52 | 103.52 |  | 7.97 | 95 | 95 |  | 102.97 | 102.97
2020-04-29 20:00 | SHORT | SHORT | BALP | 7.99 | 95 | 95 |  | 102.99 | 102.99 |  | 8.52 | 95 | 95 |  | 103.52 | 103.52 |  | 7.97 | 95 | 95 |  | 102.97 | 102.97
2020-04-29 21:00 | SHORT | SHORT | BALP | 7.99 | 63.2 | 63.2 |  | 71.19 | 71.19 |  | 8.52 | 63.2 | 63.2 |  | 71.72 | 71.72 |  | 7.97 | 63.2 | 63.2 |  | 71.17 | 71.17
2020-04-29 22:00 | SHORT | SHORT | BALP | 7.99 | 95 | 95 |  | 102.99 | 102.99 |  | 8.52 | 95 | 95 |  | 103.52 | 103.52 |  | 7.97 | 95 | 95 |  | 102.97 | 102.97
2020-04-29 23:00 | SHORT | SHORT | BALP | 7.99 | 95 | 95 |  | 102.99 | 102.99 |  | 8.52 | 95 | 95 |  | 103.52 | 103.52 |  | 7.97 | 95 | 95 |  | 102.97 | 102.97
2020-04-30 | SHORT | SHORT | BALP | 7.99 | 95 | 95 |  | 102.99 | 102.99 |  | 8.52 | 95 | 95 |  | 103.52 | 103.52 |  | 7.97 | 95 | 95 |  | 102.97 | 102.97
2020-04-30 01:00 | SHORT | SHORT | BALP | 7.99 | 95 | 95 |  | 102.99 | 102.99 |  | 8.52 | 95 | 95 |  | 103.52 | 103.52 |  | 7.97 | 95 | 95 |  | 102.97 | 102.97
2020-04-30 02:00 | SHORT | SHORT | BALP | 7.99 | 95 | 95 |  | 102.99 | 102.99 |  | 8.52 | 95 | 95 |  | 103.52 | 103.52 |  | 7.97 | 95 | 95 |  | 102.97 | 102.97
2020-04-30 03:00 | SHORT | SHORT | VoAA | 7.99 | 42 | 42 |  | 49.99 | 49.99 |  | 8.52 | 21 | 21 |  | 29.52 | 29.52 |  | 7.97 | 18.03 | 18.03 |  | 26 | 26
2020-04-30 04:00 | SHORT | SHORT | BALP | 7.99 | 95 | 95 |  | 102.99 | 102.99 |  | 8.52 | 95 | 95 |  | 103.52 | 103.52 |  | 7.97 | 95 | 95 |  | 102.97 | 102.97
2020-04-30 05:00 | SHORT | SHORT | BALP | 7.99 | 95 | 95 |  | 102.99 | 102.99 |  | 8.52 | 95 | 95 |  | 103.52 | 103.52 |  | 7.97 | 95 | 95 |  | 102.97 | 102.97
2020-04-30 06:00 | SHORT | SHORT | BALP | 7.99 | 95 | 95 |  | 102.99 | 102.99 |  | 8.52 | 95 | 95 |  | 103.52 | 103.52 |  | 7.97 | 95 | 95 |  | 102.97 | 102.97
2020-04-30 07:00 | SHORT | SHORT | VoAA | 7.99 | 60 | 60 |  | 67.99 | 67.99 |  | 8.52 | 50 | 50 |  | 58.52 | 58.52 |  | 7.97 | 35.46 | 35.46 |  | 43.43 | 43.43
2020-04-30 08:00 | SHORT | SHORT | VoAA | 7.99 | 42 | 42 |  | 49.99 | 49.99 |  | 8.52 | 41 | 41 |  | 49.52 | 49.52 |  | 7.97 | 37.62 | 37.62 |  | 45.59 | 45.59
2020-04-30 09:00 | LONG | LONG | VoAA | 7.99 | 20 |  | 20 | 12.01 |  | 12.01 | 8.52 | 31 |  | 31 | 22.48 |  | 22.48 | 7.97 | 38.37 |  | 38.37 | 30.4 |  | 30.4
2020-04-30 10:00 | LONG | LONG | BALP | 7.99 | 38.58 |  | 38.58 | 30.59 |  | 30.59 | 8.52 | 38.58 |  | 38.58 | 30.06 |  | 30.06 | 7.97 | 38.58 |  | 38.58 | 30.61 |  | 30.61
2020-04-30 11:00 | SHORT | SHORT | BALP | 7.99 | 48.03 | 48.03 |  | 56.02 | 56.02 |  | 8.52 | 48.03 | 48.03 |  | 56.55 | 56.55 |  | 7.97 | 48.03 | 48.03 |  | 56 | 56
2020-04-30 12:00 | SHORT | SHORT | BALP | 7.99 | 94 | 94 |  | 101.99 | 101.99 |  | 8.52 | 94 | 94 |  | 102.52 | 102.52 |  | 7.97 | 94 | 94 |  | 101.97 | 101.97
2020-04-30 13:00 | SHORT | LONG | BALP | 7.99 | 94 | 94 |  | 101.99 | 101.99 |  | 8.52 | 94 | 94 |  | 102.52 | 102.52 |  | 7.97 | 38.57 |  | 38.57 | 30.6 |  | 30.6
2020-04-30 14:00 | LONG | LONG | BALP | 7.99 | 22.88 |  | 22.88 | 14.89 |  | 14.89 | 8.52 | 22.88 |  | 22.88 | 14.36 |  | 14.36 | 7.97 | 22.88 |  | 22.88 | 14.91 |  | 14.91
2020-04-30 15:00 | LONG | LONG | BALP | 7.99 | 4 |  | 4 | -3.99 |  | -3.99 | 8.52 | 4 |  | 4 | -4.52 |  | -4.52 | 7.97 | 4 |  | 4 | -3.97 |  | -3.97
2020-04-30 16:00 | LONG | LONG | BALP | 7.99 | 4 |  | 4 | -3.99 |  | -3.99 | 8.52 | 4 |  | 4 | -4.52 |  | -4.52 | 7.97 | 4 |  | 4 | -3.97 |  | -3.97
2020-04-30 17:00 | LONG | SHORT | BALP | 7.99 | 23.1 |  | 23.1 | 15.11 |  | 15.11 | 8.52 | 23.1 |  | 23.1 | 14.58 |  | 14.58 | 7.97 | 37.03 | 37.03 |  | 45 | 45
2020-04-30 18:00 | LONG | LONG | VoAA | 7.99 | 20 |  | 20 | 12.01 |  | 12.01 | 8.52 | 30.5 |  | 30.5 | 21.98 |  | 21.98 | 7.97 | 36.55 |  | 36.55 | 28.58 |  | 28.58
2020-04-30 19:00 | LONG | LONG | VoAA | 7.99 | 20 |  | 20 | 12.01 |  | 12.01 | 8.52 | 30.5 |  | 30.5 | 21.98 |  | 21.98 | 7.97 | 37.55 |  | 37.55 | 29.58 |  | 29.58
2020-04-30 20:00 | LONG | LONG | VoAA | 7.99 | 20 |  | 20 | 12.01 |  | 12.01 | 8.52 | 30.5 |  | 30.5 | 21.98 |  | 21.98 | 7.97 | 37.7 |  | 37.7 | 29.73 |  | 29.73
2020-04-30 21:00 | LONG | LONG | BALP | 7.99 | 5.8 |  | 5.8 | -2.19 |  | -2.19 | 8.52 | 5.8 |  | 5.8 | -2.72 |  | -2.72 | 7.97 | 5.8 |  | 5.8 | -2.17 |  | -2.17
2020-04-30 22:00 | LONG | LONG | BALP | 7.99 | 5.8 |  | 5.8 | -2.19 |  | -2.19 | 8.52 | 5.8 |  | 5.8 | -2.72 |  | -2.72 | 7.97 | 5.8 |  | 5.8 | -2.17 |  | -2.17
2020-04-30 23:00 | LONG | LONG | BALP | 7.99 | 20.04 |  | 20.04 | 12.05 |  | 12.05 | 8.52 | 20.04 |  | 20.04 | 11.52 |  | 11.52 | 7.97 | 20.04 |  | 20.04 | 12.07 |  | 12.07
2020-05-01 | LONG | LONG | BALP | 10.4 | 13.64 |  | 13.64 | 3.24 |  | 3.24 | 10.93 | 13.64 |  | 13.64 | 2.71 |  | 2.71 | 10.61 | 13.64 |  | 13.64 | 3.03 |  | 3.03
2020-05-01 01:00 | LONG | LONG | BALP | 10.4 | 5.62 |  | 5.62 | -4.78 |  | -4.78 | 10.93 | 5.62 |  | 5.62 | -5.31 |  | -5.31 | 10.61 | 5.62 |  | 5.62 | -4.99 |  | -4.99
2020-05-01 02:00 | LONG | LONG | BALP | 10.4 | -7.03 |  | -7.03 | -17.43 |  | -17.43 | 10.93 | -7.03 |  | -7.03 | -17.96 |  | -17.96 | 10.61 | -7.03 |  | -7.03 | -17.64 |  | -17.64
2020-05-01 03:00 | LONG | LONG | BALP | 10.4 | 4.72 |  | 4.72 | -5.68 |  | -5.68 | 10.93 | 4.72 |  | 4.72 | -6.21 |  | -6.21 | 10.61 | 4.72 |  | 4.72 | -5.89 |  | -5.89
2020-05-01 04:00 | LONG | LONG | BALP | 10.4 | 4.58 |  | 4.58 | -5.82 |  | -5.82 | 10.93 | 4.58 |  | 4.58 | -6.35 |  | -6.35 | 10.61 | 4.58 |  | 4.58 | -6.03 |  | -6.03
2020-05-01 05:00 | LONG | LONG | BALP | 10.4 | 4.6 |  | 4.6 | -5.8 |  | -5.8 | 10.93 | 4.6 |  | 4.6 | -6.33 |  | -6.33 | 10.61 | 4.6 |  | 4.6 | -6.01 |  | -6.01
2020-05-01 06:00 | LONG | LONG | BALP | 10.4 | 4.7 |  | 4.7 | -5.7 |  | -5.7 | 10.93 | 4.7 |  | 4.7 | -6.23 |  | -6.23 | 10.61 | 4.7 |  | 4.7 | -5.91 |  | -5.91
2020-05-01 07:00 | LONG | LONG | BALP | 10.4 | 4.47 |  | 4.47 | -5.93 |  | -5.93 | 10.93 | 4.47 |  | 4.47 | -6.46 |  | -6.46 | 10.61 | 4.47 |  | 4.47 | -6.14 |  | -6.14
2020-05-01 08:00 | LONG | LONG | VoAA | 10.4 | 0.01 |  | 0.01 | -10.39 |  | -10.39 | 10.93 | 7.58 |  | 7.58 | -3.35 |  | -3.35 | 10.61 | 4.79 |  | 4.79 | -5.82 |  | -5.82
2020-05-01 09:00 | LONG | LONG | BALP | 10.4 | 5.14 |  | 5.14 | -5.26 |  | -5.26 | 10.93 | 5.14 |  | 5.14 | -5.79 |  | -5.79 | 10.61 | 5.14 |  | 5.14 | -5.47 |  | -5.47
2020-05-01 10:00 | LONG | LONG | BALP | 10.4 | 6.08 |  | 6.08 | -4.32 |  | -4.32 | 10.93 | 6.08 |  | 6.08 | -4.85 |  | -4.85 | 10.61 | 6.08 |  | 6.08 | -4.53 |  | -4.53
2020-05-01 11:00 | LONG | LONG | BALP | 10.4 | 6.56 |  | 6.56 | -3.84 |  | -3.84 | 10.93 | 6.56 |  | 6.56 | -4.37 |  | -4.37 | 10.61 | 6.56 |  | 6.56 | -4.05 |  | -4.05
2020-05-01 12:00 | LONG | LONG | BALP | 10.4 | 6.6 |  | 6.6 | -3.8 |  | -3.8 | 10.93 | 6.6 |  | 6.6 | -4.33 |  | -4.33 | 10.61 | 6.6 |  | 6.6 | -4.01 |  | -4.01
2020-05-01 13:00 | LONG | LONG | BALP | 10.4 | 6.53 |  | 6.53 | -3.87 |  | -3.87 | 10.93 | 6.53 |  | 6.53 | -4.4 |  | -4.4 | 10.61 | 6.53 |  | 6.53 | -4.08 |  | -4.08
2020-05-01 14:00 | LONG | LONG | BALP | 10.4 | 6.28 |  | 6.28 | -4.12 |  | -4.12 | 10.93 | 6.28 |  | 6.28 | -4.65 |  | -4.65 | 10.61 | 6.28 |  | 6.28 | -4.33 |  | -4.33
2020-05-01 15:00 | LONG | LONG | BALP | 10.4 | 9.03 |  | 9.03 | -1.37 |  | -1.37 | 10.93 | 9.03 |  | 9.03 | -1.9 |  | -1.9 | 10.61 | 9.03 |  | 9.03 | -1.58 |  | -1.58
2020-05-01 16:00 | LONG | LONG | BALP | 10.4 | 10.29 |  | 10.29 | -0.11 |  | -0.11 | 10.93 | 10.29 |  | 10.29 | -0.64 |  | -0.64 | 10.61 | 10.29 |  | 10.29 | -0.32 |  | -0.32
2020-05-01 17:00 | LONG | LONG | BALP | 10.4 | 10 |  | 10 | -0.4 |  | -0.4 | 10.93 | 10 |  | 10 | -0.93 |  | -0.93 | 10.61 | 10 |  | 10 | -0.61 |  | -0.61
2020-05-01 18:00 | SHORT | SHORT | BALP | 10.4 | 56 | 56 |  | 66.4 | 66.4 |  | 10.93 | 56 | 56 |  | 66.93 | 66.93 |  | 10.61 | 56 | 56 |  | 66.61 | 66.61
2020-05-01 19:00 | SHORT | SHORT | BALP | 10.4 | 56.06 | 56.06 |  | 66.46 | 66.46 |  | 10.93 | 56.06 | 56.06 |  | 66.99 | 66.99 |  | 10.61 | 56.06 | 56.06 |  | 66.67 | 66.67
2020-05-01 20:00 | SHORT | SHORT | BALP | 10.4 | 94 | 94 |  | 104.4 | 104.4 |  | 10.93 | 94 | 94 |  | 104.93 | 104.93 |  | 10.61 | 94 | 94 |  | 104.61 | 104.61
2020-05-01 21:00 | SHORT | SHORT | BALP | 10.4 | 56.2 | 56.2 |  | 66.6 | 66.6 |  | 10.93 | 56.2 | 56.2 |  | 67.13 | 67.13 |  | 10.61 | 56.2 | 56.2 |  | 66.81 | 66.81
2020-05-01 22:00 | SHORT | SHORT | BALP | 10.4 | 56 | 56 |  | 66.4 | 66.4 |  | 10.93 | 56 | 56 |  | 66.93 | 66.93 |  | 10.61 | 56 | 56 |  | 66.61 | 66.61
2020-05-01 23:00 | SHORT | SHORT | BALP | 10.4 | 32.8 | 32.8 |  | 43.2 | 43.2 |  | 10.93 | 32.8 | 32.8 |  | 43.73 | 43.73 |  | 10.61 | 32.8 | 32.8 |  | 43.41 | 43.41
2020-05-02 | SHORT | SHORT | BALP | 10.4 | 17.36 | 17.36 |  | 27.76 | 27.76 |  | 10.93 | 17.36 | 17.36 |  | 28.29 | 28.29 |  | 10.61 | 17.36 | 17.36 |  | 27.97 | 27.97
2020-05-02 01:00 | LONG | LONG | BALP | 10.4 | 7.36 |  | 7.36 | -3.04 |  | -3.04 | 10.93 | 7.36 |  | 7.36 | -3.57 |  | -3.57 | 10.61 | 7.36 |  | 7.36 | -3.25 |  | -3.25
2020-05-02 02:00 | LONG | LONG | BALP | 10.4 | 7.17 |  | 7.17 | -3.23 |  | -3.23 | 10.93 | 7.17 |  | 7.17 | -3.76 |  | -3.76 | 10.61 | 7.17 |  | 7.17 | -3.44 |  | -3.44
2020-05-02 03:00 | LONG | LONG | BALP | 10.4 | 1 |  | 1 | -9.4 |  | -9.4 | 10.93 | 1 |  | 1 | -9.93 |  | -9.93 | 10.61 | 1 |  | 1 | -9.61 |  | -9.61
2020-05-02 04:00 | LONG | LONG | BALP | 10.4 | 1 |  | 1 | -9.4 |  | -9.4 | 10.93 | 1 |  | 1 | -9.93 |  | -9.93 | 10.61 | 1 |  | 1 | -9.61 |  | -9.61
2020-05-02 05:00 | LONG | LONG | BALP | 10.4 | 1 |  | 1 | -9.4 |  | -9.4 | 10.93 | 1 |  | 1 | -9.93 |  | -9.93 | 10.61 | 1 |  | 1 | -9.61 |  | -9.61
2020-05-02 06:00 | LONG | LONG | BALP | 10.4 | 1 |  | 1 | -9.4 |  | -9.4 | 10.93 | 1 |  | 1 | -9.93 |  | -9.93 | 10.61 | 1 |  | 1 | -9.61 |  | -9.61
2020-05-02 07:00 | LONG | LONG | BALP | 10.4 | 3 |  | 3 | -7.4 |  | -7.4 | 10.93 | 3 |  | 3 | -7.93 |  | -7.93 | 10.61 | 3 |  | 3 | -7.61 |  | -7.61
2020-05-02 08:00 | LONG | LONG | BALP | 10.4 | 3 |  | 3 | -7.4 |  | -7.4 | 10.93 | 3 |  | 3 | -7.93 |  | -7.93 | 10.61 | 3 |  | 3 | -7.61 |  | -7.61
2020-05-02 09:00 | LONG | LONG | BALP | 10.4 | 3.3 |  | 3.3 | -7.1 |  | -7.1 | 10.93 | 3.3 |  | 3.3 | -7.63 |  | -7.63 | 10.61 | 3.3 |  | 3.3 | -7.31 |  | -7.31
2020-05-02 10:00 | SHORT | SHORT | BALP | 10.4 | 95 | 95 |  | 105.4 | 105.4 |  | 10.93 | 95 | 95 |  | 105.93 | 105.93 |  | 10.61 | 95 | 95 |  | 105.61 | 105.61
2020-05-02 11:00 | SHORT | SHORT | BALP | 10.4 | 56 | 56 |  | 66.4 | 66.4 |  | 10.93 | 56 | 56 |  | 66.93 | 66.93 |  | 10.61 | 56 | 56 |  | 66.61 | 66.61
2020-05-02 12:00 | SHORT | SHORT | BALP | 10.4 | 94 | 94 |  | 104.4 | 104.4 |  | 10.93 | 94 | 94 |  | 104.93 | 104.93 |  | 10.61 | 94 | 94 |  | 104.61 | 104.61
2020-05-02 13:00 | SHORT | SHORT | BALP | 10.4 | 56 | 56 |  | 66.4 | 66.4 |  | 10.93 | 56 | 56 |  | 66.93 | 66.93 |  | 10.61 | 56 | 56 |  | 66.61 | 66.61
2020-05-02 14:00 | SHORT | SHORT | BALP | 10.4 | 56 | 56 |  | 66.4 | 66.4 |  | 10.93 | 56 | 56 |  | 66.93 | 66.93 |  | 10.61 | 56 | 56 |  | 66.61 | 66.61
2020-05-02 15:00 | SHORT | SHORT | BALP | 10.4 | 56 | 56 |  | 66.4 | 66.4 |  | 10.93 | 56 | 56 |  | 66.93 | 66.93 |  | 10.61 | 56 | 56 |  | 66.61 | 66.61
2020-05-02 16:00 | SHORT | SHORT | BALP | 10.4 | 56 | 56 |  | 66.4 | 66.4 |  | 10.93 | 56 | 56 |  | 66.93 | 66.93 |  | 10.61 | 56 | 56 |  | 66.61 | 66.61
2020-05-02 17:00 | SHORT | LONG | BALP | 10.4 | 55.4 | 55.4 |  | 65.8 | 65.8 |  | 10.93 | 55.4 | 55.4 |  | 66.33 | 66.33 |  | 10.61 | 28.08 |  | 28.08 | 17.47 |  | 17.47
2020-05-02 18:00 | SHORT | SHORT | BALP | 10.4 | 38.08 | 38.08 |  | 48.48 | 48.48 |  | 10.93 | 38.08 | 38.08 |  | 49.01 | 49.01 |  | 10.61 | 38.08 | 38.08 |  | 48.69 | 48.69
2020-05-02 19:00 | SHORT | SHORT | BALP | 10.4 | 33.7 | 33.7 |  | 44.1 | 44.1 |  | 10.93 | 33.7 | 33.7 |  | 44.63 | 44.63 |  | 10.61 | 33.7 | 33.7 |  | 44.31 | 44.31
2020-05-02 20:00 | SHORT | SHORT | BALP | 10.4 | 61 | 61 |  | 71.4 | 71.4 |  | 10.93 | 61 | 61 |  | 71.93 | 71.93 |  | 10.61 | 61 | 61 |  | 71.61 | 71.61
2020-05-02 21:00 | SHORT | SHORT | BALP | 10.4 | 33.7 | 33.7 |  | 44.1 | 44.1 |  | 10.93 | 33.7 | 33.7 |  | 44.63 | 44.63 |  | 10.61 | 33.7 | 33.7 |  | 44.31 | 44.31
2020-05-02 22:00 | SHORT | SHORT | BALP | 10.4 | 55.4 | 55.4 |  | 65.8 | 65.8 |  | 10.93 | 55.4 | 55.4 |  | 66.33 | 66.33 |  | 10.61 | 55.4 | 55.4 |  | 66.01 | 66.01
2020-05-02 23:00 | LONG | LONG | VoAA | 10.4 | 49.4 |  | 49.4 | 39 |  | 39 | 10.93 | 50.4 |  | 50.4 | 39.47 |  | 39.47 | 10.61 | 28.09 |  | 28.09 | 17.48 |  | 17.48
2020-05-03 | LONG | LONG | VoAA | 10.4 | 0.01 |  | 0.01 | -10.39 |  | -10.39 | 10.93 | 15.01 |  | 15.01 | 4.08 |  | 4.08 | 10.61 | 18.62 |  | 18.62 | 8.01 |  | 8.01
2020-05-03 01:00 | SHORT | SHORT | VoAA | 10.4 | 18.11 | 18.11 |  | 28.51 | 28.51 |  | 10.93 | 9.06 | 9.06 |  | 19.99 | 19.99 |  | 10.61 | 9.92 | 9.92 |  | 20.53 | 20.53
2020-05-03 02:00 | SHORT | SHORT | VoAA | 10.4 | 17.75 | 17.75 |  | 28.15 | 28.15 |  | 10.93 | 1.19 | 1.19 |  | 12.12 | 12.12 |  | 10.61 | 8.11 | 8.11 |  | 18.72 | 18.72
2020-05-03 03:00 | SHORT | SHORT | VoAA | 10.4 | 17.87 | 17.87 |  | 28.27 | 28.27 |  | 10.93 | 1.25 | 1.25 |  | 12.18 | 12.18 |  | 10.61 | 7.75 | 7.75 |  | 18.36 | 18.36
2020-05-03 04:00 | SHORT | SHORT | VoAA | 10.4 | 17.75 | 17.75 |  | 28.15 | 28.15 |  | 10.93 | 1.19 | 1.19 |  | 12.12 | 12.12 |  | 10.61 | 7.87 | 7.87 |  | 18.48 | 18.48
2020-05-03 05:00 | LONG | LONG | VoAA | 10.4 | -15.37 |  | -15.37 | -25.77 |  | -25.77 | 10.93 | 1.19 |  | 1.19 | -9.74 |  | -9.74 | 10.61 | 7.75 |  | 7.75 | -2.86 |  | -2.86
2020-05-03 06:00 | LONG | LONG | BALP | 10.4 | 7.75 |  | 7.75 | -2.65 |  | -2.65 | 10.93 | 7.75 |  | 7.75 | -3.18 |  | -3.18 | 10.61 | 7.75 |  | 7.75 | -2.86 |  | -2.86
2020-05-03 07:00 | LONG | LONG | BALP | 10.4 | 4 |  | 4 | -6.4 |  | -6.4 | 10.93 | 4 |  | 4 | -6.93 |  | -6.93 | 10.61 | 4 |  | 4 | -6.61 |  | -6.61
2020-05-03 08:00 | LONG | LONG | BALP | 10.4 | 0.01 |  | 0.01 | -10.39 |  | -10.39 | 10.93 | 0.01 |  | 0.01 | -10.92 |  | -10.92 | 10.61 | 0.01 |  | 0.01 | -10.6 |  | -10.6
2020-05-03 09:00 | LONG | LONG | VoAA | 10.4 | 0.01 |  | 0.01 | -10.39 |  | -10.39 | 10.93 | 10.33 |  | 10.33 | -0.6 |  | -0.6 | 10.61 | 10 |  | 10 | -0.61 |  | -0.61
2020-05-03 10:00 | LONG | LONG | VoAA | 10.4 | 0.01 |  | 0.01 | -10.39 |  | -10.39 | 10.93 | 15.01 |  | 15.01 | 4.08 |  | 4.08 | 10.61 | 10.65 |  | 10.65 | 0.04 |  | 0.04
2020-05-03 11:00 | LONG | LONG | BALP | 10.4 | 12.95 |  | 12.95 | 2.55 |  | 2.55 | 10.93 | 12.95 |  | 12.95 | 2.02 |  | 2.02 | 10.61 | 12.95 |  | 12.95 | 2.34 |  | 2.34
2020-05-03 12:00 | LONG | LONG | BALP | 10.4 | 10 |  | 10 | -0.4 |  | -0.4 | 10.93 | 10 |  | 10 | -0.93 |  | -0.93 | 10.61 | 10 |  | 10 | -0.61 |  | -0.61
2020-05-03 13:00 | LONG | LONG | BALP | 10.4 | 8.55 |  | 8.55 | -1.85 |  | -1.85 | 10.93 | 8.55 |  | 8.55 | -2.38 |  | -2.38 | 10.61 | 8.55 |  | 8.55 | -2.06 |  | -2.06
2020-05-03 14:00 | LONG | LONG | BALP | 10.4 | 0.01 |  | 0.01 | -10.39 |  | -10.39 | 10.93 | 0.01 |  | 0.01 | -10.92 |  | -10.92 | 10.61 | 0.01 |  | 0.01 | -10.6 |  | -10.6
2020-05-03 15:00 | LONG | LONG | BALP | 10.4 | 0.01 |  | 0.01 | -10.39 |  | -10.39 | 10.93 | 0.01 |  | 0.01 | -10.92 |  | -10.92 | 10.61 | 0.01 |  | 0.01 | -10.6 |  | -10.6
2020-05-03 16:00 | LONG | LONG | BALP | 10.4 | 5.67 |  | 5.67 | -4.73 |  | -4.73 | 10.93 | 5.67 |  | 5.67 | -5.26 |  | -5.26 | 10.61 | 5.67 |  | 5.67 | -4.94 |  | -4.94
2020-05-03 17:00 | LONG | LONG | BALP | 10.4 | 0.01 |  | 0.01 | -10.39 |  | -10.39 | 10.93 | 0.01 |  | 0.01 | -10.92 |  | -10.92 | 10.61 | 0.01 |  | 0.01 | -10.6 |  | -10.6
2020-05-03 18:00 | LONG | LONG | BALP | 10.4 | 0.01 |  | 0.01 | -10.39 |  | -10.39 | 10.93 | 0.01 |  | 0.01 | -10.92 |  | -10.92 | 10.61 | 0.01 |  | 0.01 | -10.6 |  | -10.6
2020-05-03 19:00 | LONG | LONG | BALP | 10.4 | 12.67 |  | 12.67 | 2.27 |  | 2.27 | 10.93 | 12.67 |  | 12.67 | 1.74 |  | 1.74 | 10.61 | 12.67 |  | 12.67 | 2.06 |  | 2.06
2020-05-03 20:00 | LONG | LONG | BALP | 10.4 | 6.51 |  | 6.51 | -3.89 |  | -3.89 | 10.93 | 6.51 |  | 6.51 | -4.42 |  | -4.42 | 10.61 | 6.51 |  | 6.51 | -4.1 |  | -4.1
2020-05-03 21:00 | LONG | LONG | BALP | 10.4 | 0.01 |  | 0.01 | -10.39 |  | -10.39 | 10.93 | 0.01 |  | 0.01 | -10.92 |  | -10.92 | 10.61 | 0.01 |  | 0.01 | -10.6 |  | -10.6
2020-05-03 22:00 | LONG | LONG | BALP | 10.4 | 4 |  | 4 | -6.4 |  | -6.4 | 10.93 | 4 |  | 4 | -6.93 |  | -6.93 | 10.61 | 4 |  | 4 | -6.61 |  | -6.61
2020-05-03 23:00 | LONG | LONG | BALP | 10.4 | 18.48 |  | 18.48 | 8.08 |  | 8.08 | 10.93 | 18.48 |  | 18.48 | 7.55 |  | 7.55 | 10.61 | 18.48 |  | 18.48 | 7.87 |  | 7.87
2020-05-04 | SHORT | SHORT | VoAA | 10.4 | 51.7 | 51.7 |  | 62.1 | 62.1 |  | 10.93 | 25.86 | 25.86 |  | 36.79 | 36.79 |  | 10.61 | 12.97 | 12.97 |  | 23.58 | 23.58
2020-05-04 01:00 | LONG | LONG | BALP | 10.4 | 7.13 |  | 7.13 | -3.27 |  | -3.27 | 10.93 | 7.13 |  | 7.13 | -3.8 |  | -3.8 | 10.61 | 7.13 |  | 7.13 | -3.48 |  | -3.48
2020-05-04 02:00 | LONG | LONG | BALP | 10.4 | 4 |  | 4 | -6.4 |  | -6.4 | 10.93 | 4 |  | 4 | -6.93 |  | -6.93 | 10.61 | 4 |  | 4 | -6.61 |  | -6.61
2020-05-04 03:00 | LONG | LONG | BALP | 10.4 | 3.7 |  | 3.7 | -6.7 |  | -6.7 | 10.93 | 3.7 |  | 3.7 | -7.23 |  | -7.23 | 10.61 | 3.7 |  | 3.7 | -6.91 |  | -6.91
2020-05-04 04:00 | LONG | LONG | BALP | 10.4 | 3.7 |  | 3.7 | -6.7 |  | -6.7 | 10.93 | 3.7 |  | 3.7 | -7.23 |  | -7.23 | 10.61 | 3.7 |  | 3.7 | -6.91 |  | -6.91
2020-05-04 05:00 | LONG | LONG | BALP | 10.4 | 3.7 |  | 3.7 | -6.7 |  | -6.7 | 10.93 | 3.7 |  | 3.7 | -7.23 |  | -7.23 | 10.61 | 3.7 |  | 3.7 | -6.91 |  | -6.91
2020-05-04 06:00 | LONG | LONG | BALP | 10.4 | 0.01 |  | 0.01 | -10.39 |  | -10.39 | 10.93 | 0.01 |  | 0.01 | -10.92 |  | -10.92 | 10.61 | 0.01 |  | 0.01 | -10.6 |  | -10.6
2020-05-04 07:00 | LONG | LONG | BALP | 10.4 | 3 |  | 3 | -7.4 |  | -7.4 | 10.93 | 3 |  | 3 | -7.93 |  | -7.93 | 10.61 | 3 |  | 3 | -7.61 |  | -7.61
2020-05-04 08:00 | LONG | LONG | BALP | 10.4 | 40.12 |  | 40.12 | 29.72 |  | 29.72 | 10.93 | 40.12 |  | 40.12 | 29.19 |  | 29.19 | 10.61 | 40.12 |  | 40.12 | 29.51 |  | 29.51
2020-05-04 09:00 | SHORT | SHORT | BALP | 10.4 | 62.4 | 62.4 |  | 72.8 | 72.8 |  | 10.93 | 62.4 | 62.4 |  | 73.33 | 73.33 |  | 10.61 | 62.4 | 62.4 |  | 73.01 | 73.01
2020-05-04 10:00 | SHORT | SHORT | BALP | 10.4 | 65.7 | 65.7 |  | 76.1 | 76.1 |  | 10.93 | 65.7 | 65.7 |  | 76.63 | 76.63 |  | 10.61 | 65.7 | 65.7 |  | 76.31 | 76.31
2020-05-04 11:00 | SHORT | SHORT | BALP | 10.4 | 55.7 | 55.7 |  | 66.1 | 66.1 |  | 10.93 | 55.7 | 55.7 |  | 66.63 | 66.63 |  | 10.61 | 55.7 | 55.7 |  | 66.31 | 66.31
2020-05-04 12:00 | SHORT | SHORT | BALP | 10.4 | 56.1 | 56.1 |  | 66.5 | 66.5 |  | 10.93 | 56.1 | 56.1 |  | 67.03 | 67.03 |  | 10.61 | 56.1 | 56.1 |  | 66.71 | 66.71
2020-05-04 13:00 | SHORT | SHORT | BALP | 10.4 | 94 | 94 |  | 104.4 | 104.4 |  | 10.93 | 94 | 94 |  | 104.93 | 104.93 |  | 10.61 | 94 | 94 |  | 104.61 | 104.61
2020-05-04 14:00 | SHORT | SHORT | BALP | 10.4 | 65.7 | 65.7 |  | 76.1 | 76.1 |  | 10.93 | 65.7 | 65.7 |  | 76.63 | 76.63 |  | 10.61 | 65.7 | 65.7 |  | 76.31 | 76.31
2020-05-04 15:00 | SHORT | SHORT | BALP | 10.4 | 65.7 | 65.7 |  | 76.1 | 76.1 |  | 10.93 | 65.7 | 65.7 |  | 76.63 | 76.63 |  | 10.61 | 65.7 | 65.7 |  | 76.31 | 76.31
2020-05-04 16:00 | SHORT | SHORT | BALP | 10.4 | 65.7 | 65.7 |  | 76.1 | 76.1 |  | 10.93 | 65.7 | 65.7 |  | 76.63 | 76.63 |  | 10.61 | 65.7 | 65.7 |  | 76.31 | 76.31
2020-05-04 17:00 | LONG | LONG | VoAA | 10.4 | 15 |  | 15 | 4.6 |  | 4.6 | 10.93 | 33.35 |  | 33.35 | 22.42 |  | 22.42 | 10.61 | 43.17 |  | 43.17 | 32.56 |  | 32.56
2020-05-04 18:00 | LONG | LONG | VoAA | 10.4 | 15 |  | 15 | 4.6 |  | 4.6 | 10.93 | 33.35 |  | 33.35 | 22.42 |  | 22.42 | 10.61 | 44.74 |  | 44.74 | 34.13 |  | 34.13
2020-05-04 19:00 | LONG | LONG | VoAA | 10.4 | 15 |  | 15 | 4.6 |  | 4.6 | 10.93 | 28.52 |  | 28.52 | 17.59 |  | 17.59 | 10.61 | 46.2 |  | 46.2 | 35.59 |  | 35.59
2020-05-04 20:00 | SHORT | SHORT | BALP | 10.4 | 95 | 95 |  | 105.4 | 105.4 |  | 10.93 | 95 | 95 |  | 105.93 | 105.93 |  | 10.61 | 95 | 95 |  | 105.61 | 105.61
2020-05-04 21:00 | SHORT | SHORT | VoAA | 10.4 | 51.7 | 51.7 |  | 62.1 | 62.1 |  | 10.93 | 33.35 | 33.35 |  | 44.28 | 44.28 |  | 10.61 | 44.71 | 44.71 |  | 55.32 | 55.32
2020-05-04 22:00 | SHORT | SHORT | BALP | 10.4 | 94 | 94 |  | 104.4 | 104.4 |  | 10.93 | 94 | 94 |  | 104.93 | 104.93 |  | 10.61 | 94 | 94 |  | 104.61 | 104.61
2020-05-04 23:00 | SHORT | SHORT | BALP | 10.4 | 32.75 | 32.75 |  | 43.15 | 43.15 |  | 10.93 | 32.75 | 32.75 |  | 43.68 | 43.68 |  | 10.61 | 32.75 | 32.75 |  | 43.36 | 43.36
2020-05-05 | LONG | LONG | BALP | 10.4 | 18.46 |  | 18.46 | 8.06 |  | 8.06 | 10.93 | 18.46 |  | 18.46 | 7.53 |  | 7.53 | 10.61 | 18.46 |  | 18.46 | 7.85 |  | 7.85
2020-05-05 01:00 | SHORT | SHORT | VoAA | 10.4 | 20.12 | 20.12 |  | 30.52 | 30.52 |  | 10.93 | 6.14 | 6.14 |  | 17.07 | 17.07 |  | 10.61 | 19.06 | 19.06 |  | 29.67 | 29.67
2020-05-05 02:00 | LONG | LONG | BALP | 10.4 | 10.12 |  | 10.12 | -0.28 |  | -0.28 | 10.93 | 10.12 |  | 10.12 | -0.81 |  | -0.81 | 10.61 | 10.12 |  | 10.12 | -0.49 |  | -0.49
2020-05-05 03:00 | LONG | LONG | VoAA | 10.4 | 0 |  | 0 | -10.4 |  | -10.4 | 10.93 | 8.54 |  | 8.54 | -2.39 |  | -2.39 | 10.61 | 7.02 |  | 7.02 | -3.59 |  | -3.59
2020-05-05 04:00 | LONG | LONG | BALP | 10.4 | 7.07 |  | 7.07 | -3.33 |  | -3.33 | 10.93 | 7.07 |  | 7.07 | -3.86 |  | -3.86 | 10.61 | 7.07 |  | 7.07 | -3.54 |  | -3.54
2020-05-05 05:00 | LONG | LONG | BALP | 10.4 | 7.13 |  | 7.13 | -3.27 |  | -3.27 | 10.93 | 7.13 |  | 7.13 | -3.8 |  | -3.8 | 10.61 | 7.13 |  | 7.13 | -3.48 |  | -3.48
2020-05-05 06:00 | LONG | LONG | BALP | 10.4 | 0.01 |  | 0.01 | -10.39 |  | -10.39 | 10.93 | 0.01 |  | 0.01 | -10.92 |  | -10.92 | 10.61 | 0.01 |  | 0.01 | -10.6 |  | -10.6
2020-05-05 07:00 | LONG | LONG | BALP | 10.4 | 0.01 |  | 0.01 | -10.39 |  | -10.39 | 10.93 | 0.01 |  | 0.01 | -10.92 |  | -10.92 | 10.61 | 0.01 |  | 0.01 | -10.6 |  | -10.6
2020-05-05 08:00 | LONG | LONG | BALP | 10.4 | 4.5 |  | 4.5 | -5.9 |  | -5.9 | 10.93 | 4.5 |  | 4.5 | -6.43 |  | -6.43 | 10.61 | 4.5 |  | 4.5 | -6.11 |  | -6.11
2020-05-05 09:00 | LONG | LONG | BALP | 10.4 | 26.06 |  | 26.06 | 15.66 |  | 15.66 | 10.93 | 26.06 |  | 26.06 | 15.13 |  | 15.13 | 10.61 | 26.06 |  | 26.06 | 15.45 |  | 15.45
2020-05-05 10:00 | LONG | LONG | BALP | 10.4 | 22.35 |  | 22.35 | 11.95 |  | 11.95 | 10.93 | 22.35 |  | 22.35 | 11.42 |  | 11.42 | 10.61 | 22.35 |  | 22.35 | 11.74 |  | 11.74
2020-05-05 11:00 | LONG | LONG | BALP | 10.4 | 23.59 |  | 23.59 | 13.19 |  | 13.19 | 10.93 | 23.59 |  | 23.59 | 12.66 |  | 12.66 | 10.61 | 23.59 |  | 23.59 | 12.98 |  | 12.98
2020-05-05 12:00 | LONG | LONG | BALP | 10.4 | 21.02 |  | 21.02 | 10.62 |  | 10.62 | 10.93 | 21.02 |  | 21.02 | 10.09 |  | 10.09 | 10.61 | 21.02 |  | 21.02 | 10.41 |  | 10.41
2020-05-05 13:00 | LONG | LONG | BALP | 10.4 | 20.27 |  | 20.27 | 9.87 |  | 9.87 | 10.93 | 20.27 |  | 20.27 | 9.34 |  | 9.34 | 10.61 | 20.27 |  | 20.27 | 9.66 |  | 9.66
2020-05-05 14:00 | LONG | LONG | VoAA | 10.4 | 15 |  | 15 | 4.6 |  | 4.6 | 10.93 | 22.5 |  | 22.5 | 11.57 |  | 11.57 | 10.61 | 42.04 |  | 42.04 | 31.43 |  | 31.43
2020-05-05 15:00 | LONG | LONG | BALP | 10.4 | 4 |  | 4 | -6.4 |  | -6.4 | 10.93 | 4 |  | 4 | -6.93 |  | -6.93 | 10.61 | 4 |  | 4 | -6.61 |  | -6.61
2020-05-05 16:00 | LONG | LONG | VoAA | 10.4 | 15 |  | 15 | 4.6 |  | 4.6 | 10.93 | 22.5 |  | 22.5 | 11.57 |  | 11.57 | 10.61 | 39.47 |  | 39.47 | 28.86 |  | 28.86
2020-05-05 17:00 | LONG | LONG | BALP | 10.4 | 3.5 |  | 3.5 | -6.9 |  | -6.9 | 10.93 | 3.5 |  | 3.5 | -7.43 |  | -7.43 | 10.61 | 3.5 |  | 3.5 | -7.11 |  | -7.11
2020-05-05 18:00 | LONG | LONG | VoAA | 10.4 | 15 |  | 15 | 4.6 |  | 4.6 | 10.93 | 22.5 |  | 22.5 | 11.57 |  | 11.57 | 10.61 | 37.59 |  | 37.59 | 26.98 |  | 26.98
2020-05-05 19:00 | LONG | LONG | VoAA | 10.4 | 15 |  | 15 | 4.6 |  | 4.6 | 10.93 | 22.5 |  | 22.5 | 11.57 |  | 11.57 | 10.61 | 37.86 |  | 37.86 | 27.25 |  | 27.25
2020-05-05 20:00 | LONG | LONG | VoAA | 10.4 | 15 |  | 15 | 4.6 |  | 4.6 | 10.93 | 22.5 |  | 22.5 | 11.57 |  | 11.57 | 10.61 | 37.82 |  | 37.82 | 27.21 |  | 27.21
2020-05-05 21:00 | SHORT | SHORT | VoAA | 10.4 | 30 | 30 |  | 40.4 | 40.4 |  | 10.93 | 22.5 | 22.5 |  | 33.43 | 33.43 |  | 10.61 | 31.1 | 31.1 |  | 41.71 | 41.71
2020-05-05 22:00 | SHORT | SHORT | BALP | 10.4 | 94 | 94 |  | 104.4 | 104.4 |  | 10.93 | 94 | 94 |  | 104.93 | 104.93 |  | 10.61 | 94 | 94 |  | 104.61 | 104.61
2020-05-05 23:00 | SHORT | SHORT | BALP | 10.4 | 99 | 99 |  | 109.4 | 109.4 |  | 10.93 | 99 | 99 |  | 109.93 | 109.93 |  | 10.61 | 99 | 99 |  | 109.61 | 109.61
2020-05-06 | SHORT | SHORT | BALP | 10.4 | 99 | 99 |  | 109.4 | 109.4 |  | 10.93 | 99 | 99 |  | 109.93 | 109.93 |  | 10.61 | 99 | 99 |  | 109.61 | 109.61
2020-05-06 01:00 | LONG | LONG | BALP | 10.4 | 6 |  | 6 | -4.4 |  | -4.4 | 10.93 | 6 |  | 6 | -4.93 |  | -4.93 | 10.61 | 6 |  | 6 | -4.61 |  | -4.61
2020-05-06 02:00 | LONG | LONG | BALP | 10.4 | 6.28 |  | 6.28 | -4.12 |  | -4.12 | 10.93 | 6.28 |  | 6.28 | -4.65 |  | -4.65 | 10.61 | 6.28 |  | 6.28 | -4.33 |  | -4.33
2020-05-06 03:00 | LONG | LONG | BALP | 10.4 | 6.23 |  | 6.23 | -4.17 |  | -4.17 | 10.93 | 6.23 |  | 6.23 | -4.7 |  | -4.7 | 10.61 | 6.23 |  | 6.23 | -4.38 |  | -4.38
2020-05-06 04:00 | LONG | LONG | VoAA | 10.4 | -10.12 |  | -10.12 | -20.52 |  | -20.52 | 10.93 | -0.06 |  | -0.06 | -10.99 |  | -10.99 | 10.61 | 6.32 |  | 6.32 | -4.29 |  | -4.29
2020-05-06 05:00 | LONG | LONG | VoAA | 10.4 | -10.12 |  | -10.12 | -20.52 |  | -20.52 | 10.93 | -0.06 |  | -0.06 | -10.99 |  | -10.99 | 10.61 | 6.56 |  | 6.56 | -4.05 |  | -4.05
2020-05-06 06:00 | LONG | LONG | VoAA | 10.4 | 0 |  | 0 | -10.4 |  | -10.4 | 10.93 | 5 |  | 5 | -5.93 |  | -5.93 | 10.61 | 18.08 |  | 18.08 | 7.47 |  | 7.47
2020-05-06 07:00 | SHORT | SHORT | BALP | 10.4 | 99 | 99 |  | 109.4 | 109.4 |  | 10.93 | 99 | 99 |  | 109.93 | 109.93 |  | 10.61 | 99 | 99 |  | 109.61 | 109.61
2020-05-06 08:00 | SHORT | SHORT | BALP | 10.4 | 44.9 | 44.9 |  | 55.3 | 55.3 |  | 10.93 | 44.9 | 44.9 |  | 55.83 | 55.83 |  | 10.61 | 44.9 | 44.9 |  | 55.51 | 55.51
2020-05-06 09:00 | SHORT | SHORT | BALP | 10.4 | 50.1 | 50.1 |  | 60.5 | 60.5 |  | 10.93 | 50.1 | 50.1 |  | 61.03 | 61.03 |  | 10.61 | 50.1 | 50.1 |  | 60.71 | 60.71
2020-05-06 10:00 | LONG | LONG | VoAA | 10.4 | 49.5 |  | 49.5 | 39.1 |  | 39.1 | 10.93 | 48.45 |  | 48.45 | 37.52 |  | 37.52 | 10.61 | 39.52 |  | 39.52 | 28.91 |  | 28.91
2020-05-06 11:00 | LONG | LONG | VoAA | 10.4 | 49.5 |  | 49.5 | 39.1 |  | 39.1 | 10.93 | 29.75 |  | 29.75 | 18.82 |  | 18.82 | 10.61 | 38.11 |  | 38.11 | 27.5 |  | 27.5
2020-05-06 12:00 | LONG | LONG | BALP | 10.4 | 5 |  | 5 | -5.4 |  | -5.4 | 10.93 | 5 |  | 5 | -5.93 |  | -5.93 | 10.61 | 5 |  | 5 | -5.61 |  | -5.61
2020-05-06 13:00 | LONG | LONG | BALP | 10.4 | 5 |  | 5 | -5.4 |  | -5.4 | 10.93 | 5 |  | 5 | -5.93 |  | -5.93 | 10.61 | 5 |  | 5 | -5.61 |  | -5.61
2020-05-06 14:00 | LONG | LONG | BALP | 10.4 | 4.1 |  | 4.1 | -6.3 |  | -6.3 | 10.93 | 4.1 |  | 4.1 | -6.83 |  | -6.83 | 10.61 | 4.1 |  | 4.1 | -6.51 |  | -6.51
2020-05-06 15:00 | LONG | LONG | BALP | 10.4 | 4.47 |  | 4.47 | -5.93 |  | -5.93 | 10.93 | 4.47 |  | 4.47 | -6.46 |  | -6.46 | 10.61 | 4.47 |  | 4.47 | -6.14 |  | -6.14
2020-05-06 16:00 | LONG | LONG | BALP | 10.4 | 25 |  | 25 | 14.6 |  | 14.6 | 10.93 | 25 |  | 25 | 14.07 |  | 14.07 | 10.61 | 25 |  | 25 | 14.39 |  | 14.39
2020-05-06 17:00 | LONG | LONG | BALP | 10.4 | 25 |  | 25 | 14.6 |  | 14.6 | 10.93 | 25 |  | 25 | 14.07 |  | 14.07 | 10.61 | 25 |  | 25 | 14.39 |  | 14.39
2020-05-06 18:00 | LONG | LONG | BALP | 10.4 | 25 |  | 25 | 14.6 |  | 14.6 | 10.93 | 25 |  | 25 | 14.07 |  | 14.07 | 10.61 | 25 |  | 25 | 14.39 |  | 14.39
2020-05-06 19:00 | LONG | LONG | BALP | 10.4 | 9.14 |  | 9.14 | -1.26 |  | -1.26 | 10.93 | 9.14 |  | 9.14 | -1.79 |  | -1.79 | 10.61 | 9.14 |  | 9.14 | -1.47 |  | -1.47
2020-05-06 20:00 | LONG | LONG | BALP | 10.4 | 9.14 |  | 9.14 | -1.26 |  | -1.26 | 10.93 | 9.14 |  | 9.14 | -1.79 |  | -1.79 | 10.61 | 9.14 |  | 9.14 | -1.47 |  | -1.47
2020-05-06 21:00 | LONG | LONG | BALP | 10.4 | 6.77 |  | 6.77 | -3.63 |  | -3.63 | 10.93 | 6.77 |  | 6.77 | -4.16 |  | -4.16 | 10.61 | 6.77 |  | 6.77 | -3.84 |  | -3.84
2020-05-06 22:00 | LONG | LONG | BALP | 10.4 | 3 |  | 3 | -7.4 |  | -7.4 | 10.93 | 3 |  | 3 | -7.93 |  | -7.93 | 10.61 | 3 |  | 3 | -7.61 |  | -7.61
2020-05-06 23:00 | LONG | LONG | BALP | 10.4 | 10 |  | 10 | -0.4 |  | -0.4 | 10.93 | 10 |  | 10 | -0.93 |  | -0.93 | 10.61 | 10 |  | 10 | -0.61 |  | -0.61
2020-05-07 | LONG | LONG | BALP | 10.4 | 10 |  | 10 | -0.4 |  | -0.4 | 10.93 | 10 |  | 10 | -0.93 |  | -0.93 | 10.61 | 10 |  | 10 | -0.61 |  | -0.61
2020-05-07 01:00 | LONG | LONG | BALP | 10.4 | -10.32 |  | -10.32 | -20.72 |  | -20.72 | 10.93 | -10.32 |  | -10.32 | -21.25 |  | -21.25 | 10.61 | -10.32 |  | -10.32 | -20.93 |  | -20.93
2020-05-07 02:00 | LONG | LONG | BALP | 10.4 | 1 |  | 1 | -9.4 |  | -9.4 | 10.93 | 1 |  | 1 | -9.93 |  | -9.93 | 10.61 | 1 |  | 1 | -9.61 |  | -9.61
2020-05-07 03:00 | LONG | LONG | BALP | 10.4 | 1 |  | 1 | -9.4 |  | -9.4 | 10.93 | 1 |  | 1 | -9.93 |  | -9.93 | 10.61 | 1 |  | 1 | -9.61 |  | -9.61
2020-05-07 04:00 | LONG | LONG | VoAA | 10.4 | 1 |  | 1 | -9.4 |  | -9.4 | 10.93 | 5.5 |  | 5.5 | -5.43 |  | -5.43 | 10.61 | 6.38 |  | 6.38 | -4.23 |  | -4.23
2020-05-07 05:00 | LONG | LONG | BALP | 10.4 | 1.35 |  | 1.35 | -9.05 |  | -9.05 | 10.93 | 1.35 |  | 1.35 | -9.58 |  | -9.58 | 10.61 | 1.35 |  | 1.35 | -9.26 |  | -9.26
2020-05-07 06:00 | LONG | LONG | BALP | 10.4 | 1.8 |  | 1.8 | -8.6 |  | -8.6 | 10.93 | 1.8 |  | 1.8 | -9.13 |  | -9.13 | 10.61 | 1.8 |  | 1.8 | -8.81 |  | -8.81
2020-05-07 07:00 | LONG | LONG | VoAA | 10.4 | 25 |  | 25 | 14.6 |  | 14.6 | 10.93 | 17.5 |  | 17.5 | 6.57 |  | 6.57 | 10.61 | 31.04 |  | 31.04 | 20.43 |  | 20.43
2020-05-07 08:00 | SHORT | SHORT | BALP | 10.4 | 46.5 | 46.5 |  | 56.9 | 56.9 |  | 10.93 | 46.5 | 46.5 |  | 57.43 | 57.43 |  | 10.61 | 46.5 | 46.5 |  | 57.11 | 57.11
2020-05-07 09:00 | SHORT | SHORT | BALP | 10.4 | 95 | 95 |  | 105.4 | 105.4 |  | 10.93 | 95 | 95 |  | 105.93 | 105.93 |  | 10.61 | 95 | 95 |  | 105.61 | 105.61
2020-05-07 10:00 | SHORT | SHORT | BALP | 10.4 | 94 | 94 |  | 104.4 | 104.4 |  | 10.93 | 94 | 94 |  | 104.93 | 104.93 |  | 10.61 | 94 | 94 |  | 104.61 | 104.61
2020-05-07 11:00 | LONG | LONG | VoAA | 10.4 | 24 |  | 24 | 13.6 |  | 13.6 | 10.93 | 35.35 |  | 35.35 | 24.42 |  | 24.42 | 10.61 | 39.71 |  | 39.71 | 29.1 |  | 29.1
2020-05-07 12:00 | LONG | LONG | VoAA | 10.4 | 23 |  | 23 | 12.6 |  | 12.6 | 10.93 | 16.5 |  | 16.5 | 5.57 |  | 5.57 | 10.61 | 41.7 |  | 41.7 | 31.09 |  | 31.09
2020-05-07 13:00 | LONG | LONG | BALP | 10.4 | 3.7 |  | 3.7 | -6.7 |  | -6.7 | 10.93 | 3.7 |  | 3.7 | -7.23 |  | -7.23 | 10.61 | 3.7 |  | 3.7 | -6.91 |  | -6.91
2020-05-07 14:00 | LONG | LONG | BALP | 10.4 | 3.5 |  | 3.5 | -6.9 |  | -6.9 | 10.93 | 3.5 |  | 3.5 | -7.43 |  | -7.43 | 10.61 | 3.5 |  | 3.5 | -7.11 |  | -7.11
2020-05-07 15:00 | LONG | LONG | BALP | 10.4 | 3.7 |  | 3.7 | -6.7 |  | -6.7 | 10.93 | 3.7 |  | 3.7 | -7.23 |  | -7.23 | 10.61 | 3.7 |  | 3.7 | -6.91 |  | -6.91
2020-05-07 16:00 | LONG | LONG | BALP | 10.4 | 4.05 |  | 4.05 | -6.35 |  | -6.35 | 10.93 | 4.05 |  | 4.05 | -6.88 |  | -6.88 | 10.61 | 4.05 |  | 4.05 | -6.56 |  | -6.56
2020-05-07 17:00 | LONG | LONG | BALP | 10.4 | 10.73 |  | 10.73 | 0.33 |  | 0.33 | 10.93 | 10.73 |  | 10.73 | -0.2 |  | -0.2 | 10.61 | 10.73 |  | 10.73 | 0.12 |  | 0.12
2020-05-07 18:00 | LONG | LONG | BALP | 10.4 | 13.92 |  | 13.92 | 3.52 |  | 3.52 | 10.93 | 13.92 |  | 13.92 | 2.99 |  | 2.99 | 10.61 | 13.92 |  | 13.92 | 3.31 |  | 3.31
2020-05-07 19:00 | LONG | SHORT | BALP | 10.4 | 16.94 |  | 16.94 | 6.54 |  | 6.54 | 10.93 | 16.94 |  | 16.94 | 6.01 |  | 6.01 | 10.61 | 37.6 | 37.6 |  | 48.21 | 48.21
2020-05-07 20:00 | SHORT | SHORT | BALP | 10.4 | 94 | 94 |  | 104.4 | 104.4 |  | 10.93 | 94 | 94 |  | 104.93 | 104.93 |  | 10.61 | 94 | 94 |  | 104.61 | 104.61
2020-05-07 21:00 | LONG | LONG | BALP | 10.4 | 14.78 |  | 14.78 | 4.38 |  | 4.38 | 10.93 | 14.78 |  | 14.78 | 3.85 |  | 3.85 | 10.61 | 14.78 |  | 14.78 | 4.17 |  | 4.17
2020-05-07 22:00 | LONG | LONG | BALP | 10.4 | 15.43 |  | 15.43 | 5.03 |  | 5.03 | 10.93 | 15.43 |  | 15.43 | 4.5 |  | 4.5 | 10.61 | 15.43 |  | 15.43 | 4.82 |  | 4.82
2020-05-07 23:00 | LONG | LONG | BALP | 10.4 | 14.51 |  | 14.51 | 4.11 |  | 4.11 | 10.93 | 14.51 |  | 14.51 | 3.58 |  | 3.58 | 10.61 | 14.51 |  | 14.51 | 3.9 |  | 3.9
2020-05-08 | SHORT | SHORT | VoAA | 10.4 | 10 | 10 |  | 20.4 | 20.4 |  | 10.93 | 29.5 | 29.5 |  | 40.43 | 40.43 |  | 10.61 | 19.36 | 19.36 |  | 29.97 | 29.97
2020-05-08 01:00 | SHORT | SHORT | VoAA | 10.4 | 10 | 10 |  | 20.4 | 20.4 |  | 10.93 | 16 | 16 |  | 26.93 | 26.93 |  | 10.61 | 34.39 | 34.39 |  | 45 | 45
2020-05-08 02:00 | SHORT | SHORT | BALP | 10.4 | 45 | 45 |  | 55.4 | 55.4 |  | 10.93 | 45 | 45 |  | 55.93 | 55.93 |  | 10.61 | 45 | 45 |  | 55.61 | 55.61
2020-05-08 03:00 | SHORT | SHORT | BALP | 10.4 | 45 | 45 |  | 55.4 | 55.4 |  | 10.93 | 45 | 45 |  | 55.93 | 55.93 |  | 10.61 | 45 | 45 |  | 55.61 | 55.61
2020-05-08 04:00 | SHORT | SHORT | BALP | 10.4 | 45 | 45 |  | 55.4 | 55.4 |  | 10.93 | 45 | 45 |  | 55.93 | 55.93 |  | 10.61 | 45 | 45 |  | 55.61 | 55.61
2020-05-08 05:00 | LONG | LONG | VoAA | 10.4 | 22 |  | 22 | 11.6 |  | 11.6 | 10.93 | 23.5 |  | 23.5 | 12.57 |  | 12.57 | 10.61 | 18.06 |  | 18.06 | 7.45 |  | 7.45
2020-05-08 06:00 | SHORT | SHORT | BALP | 10.4 | 35 | 35 |  | 45.4 | 45.4 |  | 10.93 | 35 | 35 |  | 45.93 | 45.93 |  | 10.61 | 35 | 35 |  | 45.61 | 45.61
2020-05-08 07:00 | LONG | LONG | BALP | 10.4 | 10 |  | 10 | -0.4 |  | -0.4 | 10.93 | 10 |  | 10 | -0.93 |  | -0.93 | 10.61 | 10 |  | 10 | -0.61 |  | -0.61
2020-05-08 08:00 | LONG | LONG | BALP | 10.4 | 5.64 |  | 5.64 | -4.76 |  | -4.76 | 10.93 | 5.64 |  | 5.64 | -5.29 |  | -5.29 | 10.61 | 5.64 |  | 5.64 | -4.97 |  | -4.97
2020-05-08 09:00 | LONG | LONG | VoAA | 10.4 | 22 |  | 22 | 11.6 |  | 11.6 | 10.93 | 16 |  | 16 | 5.07 |  | 5.07 | 10.61 | 46.9 |  | 46.9 | 36.29 |  | 36.29
2020-05-08 10:00 | LONG | LONG | VoAA | 10.4 | 45 |  | 45 | 34.6 |  | 34.6 | 10.93 | 27.5 |  | 27.5 | 16.57 |  | 16.57 | 10.61 | 50.07 |  | 50.07 | 39.46 |  | 39.46
2020-05-08 11:00 | SHORT | SHORT | BALP | 10.4 | 55.1 | 55.1 |  | 65.5 | 65.5 |  | 10.93 | 55.1 | 55.1 |  | 66.03 | 66.03 |  | 10.61 | 55.1 | 55.1 |  | 65.71 | 65.71
2020-05-08 12:00 | LONG | LONG | BALP | 10.4 | 5.64 |  | 5.64 | -4.76 |  | -4.76 | 10.93 | 5.64 |  | 5.64 | -5.29 |  | -5.29 | 10.61 | 5.64 |  | 5.64 | -4.97 |  | -4.97
2020-05-08 13:00 | LONG | LONG | BALP | 10.4 | 5.64 |  | 5.64 | -4.76 |  | -4.76 | 10.93 | 5.64 |  | 5.64 | -5.29 |  | -5.29 | 10.61 | 5.64 |  | 5.64 | -4.97 |  | -4.97
2020-05-08 14:00 | LONG | LONG | BALP | 10.4 | 5.5 |  | 5.5 | -4.9 |  | -4.9 | 10.93 | 5.5 |  | 5.5 | -5.43 |  | -5.43 | 10.61 | 5.5 |  | 5.5 | -5.11 |  | -5.11
2020-05-08 15:00 | LONG | LONG | BALP | 10.4 | 3.5 |  | 3.5 | -6.9 |  | -6.9 | 10.93 | 3.5 |  | 3.5 | -7.43 |  | -7.43 | 10.61 | 3.5 |  | 3.5 | -7.11 |  | -7.11
2020-05-08 16:00 | LONG | LONG | BALP | 10.4 | 3.1 |  | 3.1 | -7.3 |  | -7.3 | 10.93 | 3.1 |  | 3.1 | -7.83 |  | -7.83 | 10.61 | 3.1 |  | 3.1 | -7.51 |  | -7.51
2020-05-08 17:00 | LONG | LONG | BALP | 10.4 | 3.3 |  | 3.3 | -7.1 |  | -7.1 | 10.93 | 3.3 |  | 3.3 | -7.63 |  | -7.63 | 10.61 | 3.3 |  | 3.3 | -7.31 |  | -7.31
2020-05-08 18:00 | LONG | LONG | BALP | 10.4 | 24 |  | 24 | 13.6 |  | 13.6 | 10.93 | 24 |  | 24 | 13.07 |  | 13.07 | 10.61 | 24 |  | 24 | 13.39 |  | 13.39
2020-05-08 19:00 | LONG | LONG | VoAA | 10.4 | 24 |  | 24 | 13.6 |  | 13.6 | 10.93 | 17 |  | 17 | 6.07 |  | 6.07 | 10.61 | 39.75 |  | 39.75 | 29.14 |  | 29.14
2020-05-08 20:00 | SHORT | SHORT | VoAA | 10.4 | 10 | 10 |  | 20.4 | 20.4 |  | 10.93 | 17 | 17 |  | 27.93 | 27.93 |  | 10.61 | 41.5 | 41.5 |  | 52.11 | 52.11
2020-05-08 21:00 | LONG | LONG | BALP | 10.4 | 5.5 |  | 5.5 | -4.9 |  | -4.9 | 10.93 | 5.5 |  | 5.5 | -5.43 |  | -5.43 | 10.61 | 5.5 |  | 5.5 | -5.11 |  | -5.11
2020-05-08 22:00 | LONG | SHORT | BALP | 10.4 | 5.5 |  | 5.5 | -4.9 |  | -4.9 | 10.93 | 5.5 |  | 5.5 | -5.43 |  | -5.43 | 10.61 | 30.07 | 30.07 |  | 40.68 | 40.68
2020-05-08 23:00 | SHORT | SHORT | BALP | 10.4 | 65 | 65 |  | 75.4 | 75.4 |  | 10.93 | 65 | 65 |  | 75.93 | 75.93 |  | 10.61 | 65 | 65 |  | 75.61 | 75.61
2020-05-09 | SHORT | SHORT | BALP | 10.4 | 55.7 | 55.7 |  | 66.1 | 66.1 |  | 10.93 | 55.7 | 55.7 |  | 66.63 | 66.63 |  | 10.61 | 55.7 | 55.7 |  | 66.31 | 66.31
2020-05-09 01:00 | SHORT | LONG | BALP | 10.4 | 30 | 30 |  | 40.4 | 40.4 |  | 10.93 | 30 | 30 |  | 40.93 | 40.93 |  | 10.61 | 19.02 |  | 19.02 | 8.41 |  | 8.41
2020-05-09 02:00 | LONG | LONG | BALP | 10.4 | 7.72 |  | 7.72 | -2.68 |  | -2.68 | 10.93 | 7.72 |  | 7.72 | -3.21 |  | -3.21 | 10.61 | 7.72 |  | 7.72 | -2.89 |  | -2.89
2020-05-09 03:00 | LONG | LONG | VoAA | 10.4 | -5.19 |  | -5.19 | -15.59 |  | -15.59 | 10.93 | 6.21 |  | 6.21 | -4.72 |  | -4.72 | 10.61 | 7.6 |  | 7.6 | -3.01 |  | -3.01
2020-05-09 04:00 | LONG | LONG | BALP | 10.4 | 7.6 |  | 7.6 | -2.8 |  | -2.8 | 10.93 | 7.6 |  | 7.6 | -3.33 |  | -3.33 | 10.61 | 7.6 |  | 7.6 | -3.01 |  | -3.01
2020-05-09 05:00 | LONG | LONG | BALP | 10.4 | 4.5 |  | 4.5 | -5.9 |  | -5.9 | 10.93 | 4.5 |  | 4.5 | -6.43 |  | -6.43 | 10.61 | 4.5 |  | 4.5 | -6.11 |  | -6.11
2020-05-09 06:00 | SHORT | SHORT | BALP | 10.4 | 7.69 | 7.69 |  | 18.09 | 18.09 |  | 10.93 | 7.69 | 7.69 |  | 18.62 | 18.62 |  | 10.61 | 7.69 | 7.69 |  | 18.3 | 18.3
2020-05-09 07:00 | SHORT | SHORT | BALP | 10.4 | 95 | 95 |  | 105.4 | 105.4 |  | 10.93 | 95 | 95 |  | 105.93 | 105.93 |  | 10.61 | 95 | 95 |  | 105.61 | 105.61
2020-05-09 08:00 | SHORT | SHORT | BALP | 10.4 | 95 | 95 |  | 105.4 | 105.4 |  | 10.93 | 95 | 95 |  | 105.93 | 105.93 |  | 10.61 | 95 | 95 |  | 105.61 | 105.61
2020-05-09 09:00 | SHORT | SHORT | VoAA | 10.4 | 38.1 | 38.1 |  | 48.5 | 48.5 |  | 10.93 | 19.06 | 19.06 |  | 29.99 | 29.99 |  | 10.61 | 28.07 | 28.07 |  | 38.68 | 38.68
2020-05-09 10:00 | SHORT | SHORT | BALP | 10.4 | 55.7 | 55.7 |  | 66.1 | 66.1 |  | 10.93 | 55.7 | 55.7 |  | 66.63 | 66.63 |  | 10.61 | 55.7 | 55.7 |  | 66.31 | 66.31
2020-05-09 11:00 | SHORT | SHORT | VoAA | 10.4 | 51.7 | 51.7 |  | 62.1 | 62.1 |  | 10.93 | 25.86 | 25.86 |  | 36.79 | 36.79 |  | 10.61 | 28.09 | 28.09 |  | 38.7 | 38.7
2020-05-09 12:00 | SHORT | SHORT | VoAA | 10.4 | 38.03 | 38.03 |  | 48.43 | 48.43 |  | 10.93 | 43.87 | 43.87 |  | 54.8 | 54.8 |  | 10.61 | 28.07 | 28.07 |  | 38.68 | 38.68
2020-05-09 13:00 | SHORT | SHORT | BALP | 10.4 | 60 | 60 |  | 70.4 | 70.4 |  | 10.93 | 60 | 60 |  | 70.93 | 70.93 |  | 10.61 | 60 | 60 |  | 70.61 | 70.61
2020-05-09 14:00 | SHORT | SHORT | BALP | 10.4 | 60 | 60 |  | 70.4 | 70.4 |  | 10.93 | 60 | 60 |  | 70.93 | 70.93 |  | 10.61 | 60 | 60 |  | 70.61 | 70.61
2020-05-09 15:00 | SHORT | SHORT | BALP | 10.4 | 55.7 | 55.7 |  | 66.1 | 66.1 |  | 10.93 | 55.7 | 55.7 |  | 66.63 | 66.63 |  | 10.61 | 55.7 | 55.7 |  | 66.31 | 66.31
2020-05-09 16:00 | LONG | LONG | VoAA | 10.4 | 49.7 |  | 49.7 | 39.3 |  | 39.3 | 10.93 | 50.7 |  | 50.7 | 39.77 |  | 39.77 | 10.61 | 28.01 |  | 28.01 | 17.4 |  | 17.4
2020-05-09 17:00 | LONG | LONG | BALP | 10.4 | 5 |  | 5 | -5.4 |  | -5.4 | 10.93 | 5 |  | 5 | -5.93 |  | -5.93 | 10.61 | 5 |  | 5 | -5.61 |  | -5.61
2020-05-09 18:00 | LONG | LONG | BALP | 10.4 | 10.93 |  | 10.93 | 0.53 |  | 0.53 | 10.93 | 10.93 |  | 10.93 | 0 |  | 0 | 10.61 | 10.93 |  | 10.93 | 0.32 |  | 0.32
2020-05-09 19:00 | LONG | LONG | BALP | 10.4 | 8.45 |  | 8.45 | -1.95 |  | -1.95 | 10.93 | 8.45 |  | 8.45 | -2.48 |  | -2.48 | 10.61 | 8.45 |  | 8.45 | -2.16 |  | -2.16
2020-05-09 20:00 | LONG | LONG | BALP | 10.4 | 16.93 |  | 16.93 | 6.53 |  | 6.53 | 10.93 | 16.93 |  | 16.93 | 6 |  | 6 | 10.61 | 16.93 |  | 16.93 | 6.32 |  | 6.32
2020-05-09 21:00 | LONG | LONG | BALP | 10.4 | 8.46 |  | 8.46 | -1.94 |  | -1.94 | 10.93 | 8.46 |  | 8.46 | -2.47 |  | -2.47 | 10.61 | 8.46 |  | 8.46 | -2.15 |  | -2.15
2020-05-09 22:00 | SHORT | SHORT | BALP | 10.4 | 60 | 60 |  | 70.4 | 70.4 |  | 10.93 | 60 | 60 |  | 70.93 | 70.93 |  | 10.61 | 60 | 60 |  | 70.61 | 70.61
2020-05-09 23:00 | SHORT | SHORT | VoAA | 10.4 | 51.7 | 51.7 |  | 62.1 | 62.1 |  | 10.93 | 50.7 | 50.7 |  | 61.63 | 61.63 |  | 10.61 | 28.1 | 28.1 |  | 38.71 | 38.71
2020-05-10 | SHORT | SHORT | BALP | 10.4 | 55.5 | 55.5 |  | 65.9 | 65.9 |  | 10.93 | 55.5 | 55.5 |  | 66.43 | 66.43 |  | 10.61 | 55.5 | 55.5 |  | 66.11 | 66.11
2020-05-10 01:00 | SHORT | SHORT | BALP | 10.4 | 95 | 95 |  | 105.4 | 105.4 |  | 10.93 | 95 | 95 |  | 105.93 | 105.93 |  | 10.61 | 95 | 95 |  | 105.61 | 105.61
2020-05-10 02:00 | SHORT | SHORT | VoAA | 10.4 | 17.78 | 17.78 |  | 28.18 | 28.18 |  | 10.93 | 8.89 | 8.89 |  | 19.82 | 19.82 |  | 10.61 | 18.06 | 18.06 |  | 28.67 | 28.67
2020-05-10 03:00 | SHORT | SHORT | BALP | 10.4 | 120 | 120 |  | 130.4 | 130.4 |  | 10.93 | 120 | 120 |  | 130.93 | 130.93 |  | 10.61 | 120 | 120 |  | 130.61 | 130.61
2020-05-10 04:00 | SHORT | SHORT | BALP | 10.4 | 94 | 94 |  | 104.4 | 104.4 |  | 10.93 | 94 | 94 |  | 104.93 | 104.93 |  | 10.61 | 94 | 94 |  | 104.61 | 104.61
2020-05-10 05:00 | SHORT | LONG | BALP | 10.4 | 94 | 94 |  | 104.4 | 104.4 |  | 10.93 | 94 | 94 |  | 104.93 | 104.93 |  | 10.61 | 7.53 |  | 7.53 | -3.08 |  | -3.08
2020-05-10 06:00 | LONG | LONG | BALP | 10.4 | 3.5 |  | 3.5 | -6.9 |  | -6.9 | 10.93 | 3.5 |  | 3.5 | -7.43 |  | -7.43 | 10.61 | 3.5 |  | 3.5 | -7.11 |  | -7.11
2020-05-10 07:00 | LONG | LONG | VoAA | 10.4 | 0 |  | 0 | -10.4 |  | -10.4 | 10.93 | 8.77 |  | 8.77 | -2.16 |  | -2.16 | 10.61 | 7.38 |  | 7.38 | -3.23 |  | -3.23
2020-05-10 08:00 | LONG | LONG | BALP | 10.4 | 3.5 |  | 3.5 | -6.9 |  | -6.9 | 10.93 | 3.5 |  | 3.5 | -7.43 |  | -7.43 | 10.61 | 3.5 |  | 3.5 | -7.11 |  | -7.11
2020-05-10 09:00 | LONG | LONG | BALP | 10.4 | 3.5 |  | 3.5 | -6.9 |  | -6.9 | 10.93 | 3.5 |  | 3.5 | -7.43 |  | -7.43 | 10.61 | 3.5 |  | 3.5 | -7.11 |  | -7.11
2020-05-10 10:00 | LONG | LONG | BALP | 10.4 | 7.86 |  | 7.86 | -2.54 |  | -2.54 | 10.93 | 7.86 |  | 7.86 | -3.07 |  | -3.07 | 10.61 | 7.86 |  | 7.86 | -2.75 |  | -2.75
2020-05-10 11:00 | LONG | LONG | BALP | 10.4 | 0.01 |  | 0.01 | -10.39 |  | -10.39 | 10.93 | 0.01 |  | 0.01 | -10.92 |  | -10.92 | 10.61 | 0.01 |  | 0.01 | -10.6 |  | -10.6
2020-05-10 12:00 | LONG | LONG | BALP | 10.4 | 0.01 |  | 0.01 | -10.39 |  | -10.39 | 10.93 | 0.01 |  | 0.01 | -10.92 |  | -10.92 | 10.61 | 0.01 |  | 0.01 | -10.6 |  | -10.6
2020-05-10 13:00 | LONG | LONG | BALP | 10.4 | 0.01 |  | 0.01 | -10.39 |  | -10.39 | 10.93 | 0.01 |  | 0.01 | -10.92 |  | -10.92 | 10.61 | 0.01 |  | 0.01 | -10.6 |  | -10.6
2020-05-10 14:00 | LONG | LONG | BALP | 10.4 | 6.54 |  | 6.54 | -3.86 |  | -3.86 | 10.93 | 6.54 |  | 6.54 | -4.39 |  | -4.39 | 10.61 | 6.54 |  | 6.54 | -4.07 |  | -4.07
2020-05-10 15:00 | LONG | LONG | BALP | 10.4 | 0.01 |  | 0.01 | -10.39 |  | -10.39 | 10.93 | 0.01 |  | 0.01 | -10.92 |  | -10.92 | 10.61 | 0.01 |  | 0.01 | -10.6 |  | -10.6
2020-05-10 16:00 | LONG | LONG | BALP | 10.4 | 5.72 |  | 5.72 | -4.68 |  | -4.68 | 10.93 | 5.72 |  | 5.72 | -5.21 |  | -5.21 | 10.61 | 5.72 |  | 5.72 | -4.89 |  | -4.89
2020-05-10 17:00 | LONG | LONG | BALP | 10.4 | 0.01 |  | 0.01 | -10.39 |  | -10.39 | 10.93 | 0.01 |  | 0.01 | -10.92 |  | -10.92 | 10.61 | 0.01 |  | 0.01 | -10.6 |  | -10.6
2020-05-10 18:00 | LONG | LONG | BALP | 10.4 | 4.9 |  | 4.9 | -5.5 |  | -5.5 | 10.93 | 4.9 |  | 4.9 | -6.03 |  | -6.03 | 10.61 | 4.9 |  | 4.9 | -5.71 |  | -5.71
2020-05-10 19:00 | LONG | LONG | BALP | 10.4 | 4.8 |  | 4.8 | -5.6 |  | -5.6 | 10.93 | 4.8 |  | 4.8 | -6.13 |  | -6.13 | 10.61 | 4.8 |  | 4.8 | -5.81 |  | -5.81
2020-05-10 20:00 | SHORT | SHORT | VoAA | 10.4 | 41.95 | 41.95 |  | 52.35 | 52.35 |  | 10.93 | 45.73 | 45.73 |  | 56.66 | 56.66 |  | 10.61 | 30.08 | 30.08 |  | 40.69 | 40.69
2020-05-10 21:00 | SHORT | SHORT | BALP | 10.4 | 57.51 | 57.51 |  | 67.91 | 67.91 |  | 10.93 | 57.51 | 57.51 |  | 68.44 | 68.44 |  | 10.61 | 57.51 | 57.51 |  | 68.12 | 68.12
2020-05-10 22:00 | SHORT | SHORT | VoAA | 10.4 | 54.32 | 54.32 |  | 64.72 | 64.72 |  | 10.93 | 51.91 | 51.91 |  | 62.84 | 62.84 |  | 10.61 | 30.18 | 30.18 |  | 40.79 | 40.79
2020-05-10 23:00 | LONG | LONG | BALP | 10.4 | 4 |  | 4 | -6.4 |  | -6.4 | 10.93 | 4 |  | 4 | -6.93 |  | -6.93 | 10.61 | 4 |  | 4 | -6.61 |  | -6.61
2020-05-11 | LONG | LONG | BALP | 10.4 | 0 |  | 0 | -10.4 |  | -10.4 | 10.93 | 0 |  | 0 | -10.93 |  | -10.93 | 10.61 | 0 |  | 0 | -10.61 |  | -10.61
2020-05-11 01:00 | LONG | LONG | BALP | 10.4 | 3.16 |  | 3.16 | -7.24 |  | -7.24 | 10.93 | 3.16 |  | 3.16 | -7.77 |  | -7.77 | 10.61 | 3.16 |  | 3.16 | -7.45 |  | -7.45
2020-05-11 02:00 | LONG | LONG | BALP | 10.4 | 1.5 |  | 1.5 | -8.9 |  | -8.9 | 10.93 | 1.5 |  | 1.5 | -9.43 |  | -9.43 | 10.61 | 1.5 |  | 1.5 | -9.11 |  | -9.11
2020-05-11 03:00 | LONG | LONG | BALP | 10.4 | 1 |  | 1 | -9.4 |  | -9.4 | 10.93 | 1 |  | 1 | -9.93 |  | -9.93 | 10.61 | 1 |  | 1 | -9.61 |  | -9.61
2020-05-11 04:00 | LONG | LONG | BALP | 10.4 | 1 |  | 1 | -9.4 |  | -9.4 | 10.93 | 1 |  | 1 | -9.93 |  | -9.93 | 10.61 | 1 |  | 1 | -9.61 |  | -9.61
2020-05-11 05:00 | LONG | LONG | BALP | 10.4 | 0 |  | 0 | -10.4 |  | -10.4 | 10.93 | 0 |  | 0 | -10.93 |  | -10.93 | 10.61 | 0 |  | 0 | -10.61 |  | -10.61
2020-05-11 06:00 | LONG | LONG | BALP | 10.4 | 1.5 |  | 1.5 | -8.9 |  | -8.9 | 10.93 | 1.5 |  | 1.5 | -9.43 |  | -9.43 | 10.61 | 1.5 |  | 1.5 | -9.11 |  | -9.11
2020-05-11 07:00 | LONG | LONG | BALP | 10.4 | 3.61 |  | 3.61 | -6.79 |  | -6.79 | 10.93 | 3.61 |  | 3.61 | -7.32 |  | -7.32 | 10.61 | 3.61 |  | 3.61 | -7 |  | -7
2020-05-11 08:00 | LONG | LONG | BALP | 10.4 | 26.06 |  | 26.06 | 15.66 |  | 15.66 | 10.93 | 26.06 |  | 26.06 | 15.13 |  | 15.13 | 10.61 | 26.06 |  | 26.06 | 15.45 |  | 15.45
2020-05-11 09:00 | SHORT | SHORT | VoAA | 10.4 | 43.06 | 43.06 |  | 53.46 | 53.46 |  | 10.93 | 24.53 | 24.53 |  | 35.46 | 35.46 |  | 10.61 | 33.05 | 33.05 |  | 43.66 | 43.66
2020-05-11 10:00 | SHORT | SHORT | BALP | 10.4 | 95 | 95 |  | 105.4 | 105.4 |  | 10.93 | 95 | 95 |  | 105.93 | 105.93 |  | 10.61 | 95 | 95 |  | 105.61 | 105.61
2020-05-11 11:00 | SHORT | SHORT | BALP | 10.4 | 94 | 94 |  | 104.4 | 104.4 |  | 10.93 | 94 | 94 |  | 104.93 | 104.93 |  | 10.61 | 94 | 94 |  | 104.61 | 104.61
2020-05-11 12:00 | SHORT | SHORT | BALP | 10.4 | 95 | 95 |  | 105.4 | 105.4 |  | 10.93 | 95 | 95 |  | 105.93 | 105.93 |  | 10.61 | 95 | 95 |  | 105.61 | 105.61
2020-05-11 13:00 | SHORT | SHORT | BALP | 10.4 | 95 | 95 |  | 105.4 | 105.4 |  | 10.93 | 95 | 95 |  | 105.93 | 105.93 |  | 10.61 | 95 | 95 |  | 105.61 | 105.61
2020-05-11 14:00 | SHORT | SHORT | BALP | 10.4 | 94 | 94 |  | 104.4 | 104.4 |  | 10.93 | 94 | 94 |  | 104.93 | 104.93 |  | 10.61 | 94 | 94 |  | 104.61 | 104.61
2020-05-11 15:00 | SHORT | SHORT | BALP | 10.4 | 95 | 95 |  | 105.4 | 105.4 |  | 10.93 | 95 | 95 |  | 105.93 | 105.93 |  | 10.61 | 95 | 95 |  | 105.61 | 105.61
2020-05-11 16:00 | SHORT | SHORT | BALP | 10.4 | 95 | 95 |  | 105.4 | 105.4 |  | 10.93 | 95 | 95 |  | 105.93 | 105.93 |  | 10.61 | 95 | 95 |  | 105.61 | 105.61
2020-05-11 17:00 | SHORT | SHORT | BALP | 10.4 | 95 | 95 |  | 105.4 | 105.4 |  | 10.93 | 95 | 95 |  | 105.93 | 105.93 |  | 10.61 | 95 | 95 |  | 105.61 | 105.61
2020-05-11 18:00 | SHORT | SHORT | BALP | 10.4 | 94 | 94 |  | 104.4 | 104.4 |  | 10.93 | 94 | 94 |  | 104.93 | 104.93 |  | 10.61 | 94 | 94 |  | 104.61 | 104.61
2020-05-11 19:00 | SHORT | SHORT | BALP | 10.4 | 94 | 94 |  | 104.4 | 104.4 |  | 10.93 | 94 | 94 |  | 104.93 | 104.93 |  | 10.61 | 94 | 94 |  | 104.61 | 104.61
2020-05-11 20:00 | SHORT | SHORT | BALP | 10.4 | 94 | 94 |  | 104.4 | 104.4 |  | 10.93 | 94 | 94 |  | 104.93 | 104.93 |  | 10.61 | 94 | 94 |  | 104.61 | 104.61
2020-05-11 21:00 | SHORT | SHORT | BALP | 10.4 | 92 | 92 |  | 102.4 | 102.4 |  | 10.93 | 92 | 92 |  | 102.93 | 102.93 |  | 10.61 | 92 | 92 |  | 102.61 | 102.61
2020-05-11 22:00 | SHORT | SHORT | BALP | 10.4 | 92 | 92 |  | 102.4 | 102.4 |  | 10.93 | 92 | 92 |  | 102.93 | 102.93 |  | 10.61 | 92 | 92 |  | 102.61 | 102.61
2020-05-11 23:00 | SHORT | SHORT | BALP | 10.4 | 95 | 95 |  | 105.4 | 105.4 |  | 10.93 | 95 | 95 |  | 105.93 | 105.93 |  | 10.61 | 95 | 95 |  | 105.61 | 105.61
2020-05-12 | SHORT | SHORT | BALP | 10.4 | 95 | 95 |  | 105.4 | 105.4 |  | 10.93 | 95 | 95 |  | 105.93 | 105.93 |  | 10.61 | 95 | 95 |  | 105.61 | 105.61
2020-05-12 01:00 | SHORT | SHORT | BALP | 10.4 | 30 | 30 |  | 40.4 | 40.4 |  | 10.93 | 30 | 30 |  | 40.93 | 40.93 |  | 10.61 | 30 | 30 |  | 40.61 | 40.61
2020-05-12 02:00 | SHORT | SHORT | BALP | 10.4 | 30 | 30 |  | 40.4 | 40.4 |  | 10.93 | 30 | 30 |  | 40.93 | 40.93 |  | 10.61 | 30 | 30 |  | 40.61 | 40.61
2020-05-12 03:00 | SHORT | SHORT | BALP | 10.4 | 30 | 30 |  | 40.4 | 40.4 |  | 10.93 | 30 | 30 |  | 40.93 | 40.93 |  | 10.61 | 30 | 30 |  | 40.61 | 40.61
2020-05-12 04:00 | SHORT | SHORT | BALP | 10.4 | 30 | 30 |  | 40.4 | 40.4 |  | 10.93 | 30 | 30 |  | 40.93 | 40.93 |  | 10.61 | 30 | 30 |  | 40.61 | 40.61
2020-05-12 05:00 | SHORT | SHORT | BALP | 10.4 | 30.13 | 30.13 |  | 40.53 | 40.53 |  | 10.93 | 30.13 | 30.13 |  | 41.06 | 41.06 |  | 10.61 | 30.13 | 30.13 |  | 40.74 | 40.74
2020-05-12 06:00 | SHORT | SHORT | BALP | 10.4 | 52.47 | 52.47 |  | 62.87 | 62.87 |  | 10.93 | 52.47 | 52.47 |  | 63.4 | 63.4 |  | 10.61 | 52.47 | 52.47 |  | 63.08 | 63.08
2020-05-12 07:00 | SHORT | SHORT | BALP | 10.4 | 120 | 120 |  | 130.4 | 130.4 |  | 10.93 | 120 | 120 |  | 130.93 | 130.93 |  | 10.61 | 120 | 120 |  | 130.61 | 130.61
2020-05-12 08:00 | SHORT | SHORT | BALP | 10.4 | 121.2 | 121.2 |  | 131.6 | 131.6 |  | 10.93 | 121.2 | 121.2 |  | 132.13 | 132.13 |  | 10.61 | 121.2 | 121.2 |  | 131.81 | 131.81
2020-05-12 09:00 | SHORT | SHORT | BALP | 10.4 | 115.73 | 115.73 |  | 126.13 | 126.13 |  | 10.93 | 115.73 | 115.73 |  | 126.66 | 126.66 |  | 10.61 | 115.73 | 115.73 |  | 126.34 | 126.34
2020-05-12 10:00 | SHORT | SHORT | BALP | 10.4 | 95 | 95 |  | 105.4 | 105.4 |  | 10.93 | 95 | 95 |  | 105.93 | 105.93 |  | 10.61 | 95 | 95 |  | 105.61 | 105.61
2020-05-12 11:00 | SHORT | SHORT | BALP | 10.4 | 53 | 53 |  | 63.4 | 63.4 |  | 10.93 | 53 | 53 |  | 63.93 | 63.93 |  | 10.61 | 53 | 53 |  | 63.61 | 63.61
2020-05-12 12:00 | LONG | LONG | VoAA | 10.4 | 39.8 |  | 39.8 | 29.4 |  | 29.4 | 10.93 | 42.4 |  | 42.4 | 31.47 |  | 31.47 | 10.61 | 43 |  | 43 | 32.39 |  | 32.39
2020-05-12 13:00 | LONG | LONG | BALP | 10.4 | 0.01 |  | 0.01 | -10.39 |  | -10.39 | 10.93 | 0.01 |  | 0.01 | -10.92 |  | -10.92 | 10.61 | 0.01 |  | 0.01 | -10.6 |  | -10.6
2020-05-12 14:00 | LONG | LONG | BALP | 10.4 | 8.14 |  | 8.14 | -2.26 |  | -2.26 | 10.93 | 8.14 |  | 8.14 | -2.79 |  | -2.79 | 10.61 | 8.14 |  | 8.14 | -2.47 |  | -2.47
2020-05-12 15:00 | LONG | LONG | BALP | 10.4 | 8 |  | 8 | -2.4 |  | -2.4 | 10.93 | 8 |  | 8 | -2.93 |  | -2.93 | 10.61 | 8 |  | 8 | -2.61 |  | -2.61
2020-05-12 16:00 | LONG | LONG | BALP | 10.4 | 9.45 |  | 9.45 | -0.95 |  | -0.95 | 10.93 | 9.45 |  | 9.45 | -1.48 |  | -1.48 | 10.61 | 9.45 |  | 9.45 | -1.16 |  | -1.16
2020-05-12 17:00 | LONG | LONG | BALP | 10.4 | 24 |  | 24 | 13.6 |  | 13.6 | 10.93 | 24 |  | 24 | 13.07 |  | 13.07 | 10.61 | 24 |  | 24 | 13.39 |  | 13.39
2020-05-12 18:00 | LONG | LONG | BALP | 10.4 | 24 |  | 24 | 13.6 |  | 13.6 | 10.93 | 24 |  | 24 | 13.07 |  | 13.07 | 10.61 | 24 |  | 24 | 13.39 |  | 13.39
2020-05-12 19:00 | LONG | LONG | BALP | 10.4 | 24 |  | 24 | 13.6 |  | 13.6 | 10.93 | 24 |  | 24 | 13.07 |  | 13.07 | 10.61 | 24 |  | 24 | 13.39 |  | 13.39
2020-05-12 20:00 | LONG | LONG | BALP | 10.4 | 39.82 |  | 39.82 | 29.42 |  | 29.42 | 10.93 | 39.82 |  | 39.82 | 28.89 |  | 28.89 | 10.61 | 39.82 |  | 39.82 | 29.21 |  | 29.21
2020-05-12 21:00 | LONG | LONG | BALP | 10.4 | 22.95 |  | 22.95 | 12.55 |  | 12.55 | 10.93 | 22.95 |  | 22.95 | 12.02 |  | 12.02 | 10.61 | 22.95 |  | 22.95 | 12.34 |  | 12.34
2020-05-12 22:00 | SHORT | LONG | BALP | 10.4 | 41.07 | 41.07 |  | 51.47 | 51.47 |  | 10.93 | 41.07 | 41.07 |  | 52 | 52 |  | 10.61 | 39.45 |  | 39.45 | 28.84 |  | 28.84
2020-05-12 23:00 | SHORT | LONG | BALP | 10.4 | 46 | 46 |  | 56.4 | 56.4 |  | 10.93 | 46 | 46 |  | 56.93 | 56.93 |  | 10.61 | 31.07 |  | 31.07 | 20.46 |  | 20.46
2020-05-13 | LONG | LONG | BALP | 10.4 | 16.09 |  | 16.09 | 5.69 |  | 5.69 | 10.93 | 16.09 |  | 16.09 | 5.16 |  | 5.16 | 10.61 | 16.09 |  | 16.09 | 5.48 |  | 5.48
2020-05-13 01:00 | LONG | LONG | BALP | 10.4 | 12.28 |  | 12.28 | 1.88 |  | 1.88 | 10.93 | 12.28 |  | 12.28 | 1.35 |  | 1.35 | 10.61 | 12.28 |  | 12.28 | 1.67 |  | 1.67
2020-05-13 02:00 | LONG | LONG | BALP | 10.4 | 11.81 |  | 11.81 | 1.41 |  | 1.41 | 10.93 | 11.81 |  | 11.81 | 0.88 |  | 0.88 | 10.61 | 11.81 |  | 11.81 | 1.2 |  | 1.2
2020-05-13 03:00 | LONG | LONG | VoAA | 10.4 | 0 |  | 0 | -10.4 |  | -10.4 | 10.93 | 5 |  | 5 | -5.93 |  | -5.93 | 10.61 | 11.58 |  | 11.58 | 0.97 |  | 0.97
2020-05-13 04:00 | SHORT | SHORT | VoAA | 10.4 | 10 | 10 |  | 20.4 | 20.4 |  | 10.93 | 5 | 5 |  | 15.93 | 15.93 |  | 10.61 | 11.57 | 11.57 |  | 22.18 | 22.18
2020-05-13 05:00 | SHORT | SHORT | BALP | 10.4 | 11.82 | 11.82 |  | 22.22 | 22.22 |  | 10.93 | 11.82 | 11.82 |  | 22.75 | 22.75 |  | 10.61 | 11.82 | 11.82 |  | 22.43 | 22.43
2020-05-13 06:00 | SHORT | SHORT | BALP | 10.4 | 95 | 95 |  | 105.4 | 105.4 |  | 10.93 | 95 | 95 |  | 105.93 | 105.93 |  | 10.61 | 95 | 95 |  | 105.61 | 105.61
2020-05-13 07:00 | SHORT | SHORT | BALP | 10.4 | 95 | 95 |  | 105.4 | 105.4 |  | 10.93 | 95 | 95 |  | 105.93 | 105.93 |  | 10.61 | 95 | 95 |  | 105.61 | 105.61
2020-05-13 08:00 | SHORT | SHORT | BALP | 10.4 | 95 | 95 |  | 105.4 | 105.4 |  | 10.93 | 95 | 95 |  | 105.93 | 105.93 |  | 10.61 | 95 | 95 |  | 105.61 | 105.61
2020-05-13 09:00 | SHORT | SHORT | BALP | 10.4 | 95 | 95 |  | 105.4 | 105.4 |  | 10.93 | 95 | 95 |  | 105.93 | 105.93 |  | 10.61 | 95 | 95 |  | 105.61 | 105.61
2020-05-13 10:00 | SHORT | SHORT | BALP | 10.4 | 43.8 | 43.8 |  | 54.2 | 54.2 |  | 10.93 | 43.8 | 43.8 |  | 54.73 | 54.73 |  | 10.61 | 43.8 | 43.8 |  | 54.41 | 54.41
2020-05-13 11:00 | SHORT | SHORT | BALP | 10.4 | 95 | 95 |  | 105.4 | 105.4 |  | 10.93 | 95 | 95 |  | 105.93 | 105.93 |  | 10.61 | 95 | 95 |  | 105.61 | 105.61
2020-05-13 12:00 | SHORT | SHORT | BALP | 10.4 | 95 | 95 |  | 105.4 | 105.4 |  | 10.93 | 95 | 95 |  | 105.93 | 105.93 |  | 10.61 | 95 | 95 |  | 105.61 | 105.61
2020-05-13 13:00 | SHORT | SHORT | BALP | 10.4 | 95 | 95 |  | 105.4 | 105.4 |  | 10.93 | 95 | 95 |  | 105.93 | 105.93 |  | 10.61 | 95 | 95 |  | 105.61 | 105.61
2020-05-13 14:00 | SHORT | SHORT | BALP | 10.4 | 95 | 95 |  | 105.4 | 105.4 |  | 10.93 | 95 | 95 |  | 105.93 | 105.93 |  | 10.61 | 95 | 95 |  | 105.61 | 105.61
2020-05-13 15:00 | SHORT | SHORT | BALP | 10.4 | 95 | 95 |  | 105.4 | 105.4 |  | 10.93 | 95 | 95 |  | 105.93 | 105.93 |  | 10.61 | 95 | 95 |  | 105.61 | 105.61
2020-05-13 16:00 | SHORT | SHORT | BALP | 10.4 | 59.7 | 59.7 |  | 70.1 | 70.1 |  | 10.93 | 59.7 | 59.7 |  | 70.63 | 70.63 |  | 10.61 | 59.7 | 59.7 |  | 70.31 | 70.31
2020-05-13 17:00 | SHORT | SHORT | BALP | 10.4 | 28.33 | 28.33 |  | 38.73 | 38.73 |  | 10.93 | 28.33 | 28.33 |  | 39.26 | 39.26 |  | 10.61 | 28.33 | 28.33 |  | 38.94 | 38.94
2020-05-13 18:00 | SHORT | SHORT | BALP | 10.4 | 95 | 95 |  | 105.4 | 105.4 |  | 10.93 | 95 | 95 |  | 105.93 | 105.93 |  | 10.61 | 95 | 95 |  | 105.61 | 105.61
2020-05-13 19:00 | SHORT | SHORT | BALP | 10.4 | 95 | 95 |  | 105.4 | 105.4 |  | 10.93 | 95 | 95 |  | 105.93 | 105.93 |  | 10.61 | 95 | 95 |  | 105.61 | 105.61
2020-05-13 20:00 | SHORT | SHORT | BALP | 10.4 | 59.7 | 59.7 |  | 70.1 | 70.1 |  | 10.93 | 59.7 | 59.7 |  | 70.63 | 70.63 |  | 10.61 | 59.7 | 59.7 |  | 70.31 | 70.31
2020-05-13 21:00 | SHORT | LONG | BALP | 10.4 | 40 | 40 |  | 50.4 | 50.4 |  | 10.93 | 40 | 40 |  | 50.93 | 50.93 |  | 10.61 | 33.5 |  | 33.5 | 22.89 |  | 22.89
2020-05-13 22:00 | LONG | LONG | BALP | 10.4 | 11 |  | 11 | 0.6 |  | 0.6 | 10.93 | 11 |  | 11 | 0.07 |  | 0.07 | 10.61 | 11 |  | 11 | 0.39 |  | 0.39
2020-05-13 23:00 | SHORT | SHORT | BALP | 10.4 | 46 | 46 |  | 56.4 | 56.4 |  | 10.93 | 46 | 46 |  | 56.93 | 56.93 |  | 10.61 | 46 | 46 |  | 56.61 | 56.61
2020-05-14 | SHORT | SHORT | BALP | 10.4 | 59.1 | 59.1 |  | 69.5 | 69.5 |  | 10.93 | 59.1 | 59.1 |  | 70.03 | 70.03 |  | 10.61 | 59.1 | 59.1 |  | 69.71 | 69.71
2020-05-14 01:00 | LONG | LONG | BALP | 10.4 | 18.15 |  | 18.15 | 7.75 |  | 7.75 | 10.93 | 18.15 |  | 18.15 | 7.22 |  | 7.22 | 10.61 | 18.15 |  | 18.15 | 7.54 |  | 7.54
2020-05-14 02:00 | LONG | LONG | BALP | 10.4 | 14.87 |  | 14.87 | 4.47 |  | 4.47 | 10.93 | 14.87 |  | 14.87 | 3.94 |  | 3.94 | 10.61 | 14.87 |  | 14.87 | 4.26 |  | 4.26
2020-05-14 03:00 | LONG | LONG | BALP | 10.4 | 14.69 |  | 14.69 | 4.29 |  | 4.29 | 10.93 | 14.69 |  | 14.69 | 3.76 |  | 3.76 | 10.61 | 14.69 |  | 14.69 | 4.08 |  | 4.08
2020-05-14 04:00 | LONG | LONG | BALP | 10.4 | 14.92 |  | 14.92 | 4.52 |  | 4.52 | 10.93 | 14.92 |  | 14.92 | 3.99 |  | 3.99 | 10.61 | 14.92 |  | 14.92 | 4.31 |  | 4.31
2020-05-14 05:00 | LONG | LONG | BALP | 10.4 | 15.13 |  | 15.13 | 4.73 |  | 4.73 | 10.93 | 15.13 |  | 15.13 | 4.2 |  | 4.2 | 10.61 | 15.13 |  | 15.13 | 4.52 |  | 4.52
2020-05-14 06:00 | LONG | LONG | BALP | 10.4 | 17.93 |  | 17.93 | 7.53 |  | 7.53 | 10.93 | 17.93 |  | 17.93 | 7 |  | 7 | 10.61 | 17.93 |  | 17.93 | 7.32 |  | 7.32
2020-05-14 07:00 | LONG | LONG | VoAA | 10.4 | 43.1 |  | 43.1 | 32.7 |  | 32.7 | 10.93 | 26.55 |  | 26.55 | 15.62 |  | 15.62 | 10.61 | 42.69 |  | 42.69 | 32.08 |  | 32.08
2020-05-14 08:00 | LONG | LONG | BALP | 10.4 | 24 |  | 24 | 13.6 |  | 13.6 | 10.93 | 24 |  | 24 | 13.07 |  | 13.07 | 10.61 | 24 |  | 24 | 13.39 |  | 13.39
2020-05-14 09:00 | LONG | LONG | BALP | 10.4 | 15 |  | 15 | 4.6 |  | 4.6 | 10.93 | 15 |  | 15 | 4.07 |  | 4.07 | 10.61 | 15 |  | 15 | 4.39 |  | 4.39
2020-05-14 10:00 | LONG | LONG | BALP | 10.4 | 9 |  | 9 | -1.4 |  | -1.4 | 10.93 | 9 |  | 9 | -1.93 |  | -1.93 | 10.61 | 9 |  | 9 | -1.61 |  | -1.61
2020-05-14 11:00 | LONG | LONG | VoAA | 10.4 | 43.1 |  | 43.1 | 32.7 |  | 32.7 | 10.93 | 26.55 |  | 26.55 | 15.62 |  | 15.62 | 10.61 | 43.48 |  | 43.48 | 32.87 |  | 32.87
2020-05-14 12:00 | SHORT | SHORT | VoAA | 10.4 | 10 | 10 |  | 20.4 | 20.4 |  | 10.93 | 26.55 | 26.55 |  | 37.48 | 37.48 |  | 10.61 | 43.64 | 43.64 |  | 54.25 | 54.25
2020-05-14 13:00 | LONG | LONG | BALP | 10.4 | 9 |  | 9 | -1.4 |  | -1.4 | 10.93 | 9 |  | 9 | -1.93 |  | -1.93 | 10.61 | 9 |  | 9 | -1.61 |  | -1.61
2020-05-14 14:00 | LONG | LONG | VoAA | 10.4 | 43.1 |  | 43.1 | 32.7 |  | 32.7 | 10.93 | 26.55 |  | 26.55 | 15.62 |  | 15.62 | 10.61 | 43.12 |  | 43.12 | 32.51 |  | 32.51
2020-05-14 15:00 | SHORT | SHORT | VoAA | 10.4 | 10 | 10 |  | 20.4 | 20.4 |  | 10.93 | 26.55 | 26.55 |  | 37.48 | 37.48 |  | 10.61 | 35.1 | 35.1 |  | 45.71 | 45.71
2020-05-14 16:00 | LONG | LONG | VoAA | 10.4 | 43.1 |  | 43.1 | 32.7 |  | 32.7 | 10.93 | 26.55 |  | 26.55 | 15.62 |  | 15.62 | 10.61 | 35.08 |  | 35.08 | 24.47 |  | 24.47
2020-05-14 17:00 | LONG | LONG | BALP | 10.4 | 1 |  | 1 | -9.4 |  | -9.4 | 10.93 | 1 |  | 1 | -9.93 |  | -9.93 | 10.61 | 1 |  | 1 | -9.61 |  | -9.61
2020-05-14 18:00 | LONG | LONG | BALP | 10.4 | 7 |  | 7 | -3.4 |  | -3.4 | 10.93 | 7 |  | 7 | -3.93 |  | -3.93 | 10.61 | 7 |  | 7 | -3.61 |  | -3.61
2020-05-14 19:00 | LONG | LONG | BALP | 10.4 | 24 |  | 24 | 13.6 |  | 13.6 | 10.93 | 24 |  | 24 | 13.07 |  | 13.07 | 10.61 | 24 |  | 24 | 13.39 |  | 13.39
2020-05-14 20:00 | LONG | LONG | BALP | 10.4 | 8 |  | 8 | -2.4 |  | -2.4 | 10.93 | 8 |  | 8 | -2.93 |  | -2.93 | 10.61 | 8 |  | 8 | -2.61 |  | -2.61
2020-05-14 21:00 | LONG | LONG | BALP | 10.4 | 8.5 |  | 8.5 | -1.9 |  | -1.9 | 10.93 | 8.5 |  | 8.5 | -2.43 |  | -2.43 | 10.61 | 8.5 |  | 8.5 | -2.11 |  | -2.11
2020-05-14 22:00 | SHORT | SHORT | BALP | 10.4 | 45.1 | 45.1 |  | 55.5 | 55.5 |  | 10.93 | 45.1 | 45.1 |  | 56.03 | 56.03 |  | 10.61 | 45.1 | 45.1 |  | 55.71 | 55.71
2020-05-14 23:00 | SHORT | LONG | BALP | 10.4 | 45.1 | 45.1 |  | 55.5 | 55.5 |  | 10.93 | 45.1 | 45.1 |  | 56.03 | 56.03 |  | 10.61 | 45.12 |  | 45.12 | 34.51 |  | 34.51
2020-05-15 | LONG | LONG | BALP | 10.4 | 12.01 |  | 12.01 | 1.61 |  | 1.61 | 10.93 | 12.01 |  | 12.01 | 1.08 |  | 1.08 | 10.61 | 12.01 |  | 12.01 | 1.4 |  | 1.4
2020-05-15 01:00 | LONG | LONG | BALP | 10.4 | 7 |  | 7 | -3.4 |  | -3.4 | 10.93 | 7 |  | 7 | -3.93 |  | -3.93 | 10.61 | 7 |  | 7 | -3.61 |  | -3.61
2020-05-15 02:00 | LONG | LONG | BALP | 10.4 | 5.5 |  | 5.5 | -4.9 |  | -4.9 | 10.93 | 5.5 |  | 5.5 | -5.43 |  | -5.43 | 10.61 | 5.5 |  | 5.5 | -5.11 |  | -5.11
2020-05-15 03:00 | LONG | LONG | BALP | 10.4 | 5.5 |  | 5.5 | -4.9 |  | -4.9 | 10.93 | 5.5 |  | 5.5 | -5.43 |  | -5.43 | 10.61 | 5.5 |  | 5.5 | -5.11 |  | -5.11
2020-05-15 04:00 | LONG | LONG | BALP | 10.4 | 5.5 |  | 5.5 | -4.9 |  | -4.9 | 10.93 | 5.5 |  | 5.5 | -5.43 |  | -5.43 | 10.61 | 5.5 |  | 5.5 | -5.11 |  | -5.11
2020-05-15 05:00 | LONG | LONG | BALP | 10.4 | 1 |  | 1 | -9.4 |  | -9.4 | 10.93 | 1 |  | 1 | -9.93 |  | -9.93 | 10.61 | 1 |  | 1 | -9.61 |  | -9.61
2020-05-15 06:00 | LONG | LONG | BALP | 10.4 | 1 |  | 1 | -9.4 |  | -9.4 | 10.93 | 1 |  | 1 | -9.93 |  | -9.93 | 10.61 | 1 |  | 1 | -9.61 |  | -9.61
2020-05-15 07:00 | SHORT | LONG | BALP | 10.4 | 94 | 94 |  | 104.4 | 104.4 |  | 10.93 | 94 | 94 |  | 104.93 | 104.93 |  | 10.61 | 37.57 |  | 37.57 | 26.96 |  | 26.96
2020-05-15 08:00 | LONG | LONG | BALP | 10.4 | 21.59 |  | 21.59 | 11.19 |  | 11.19 | 10.93 | 21.59 |  | 21.59 | 10.66 |  | 10.66 | 10.61 | 21.59 |  | 21.59 | 10.98 |  | 10.98
2020-05-15 09:00 | LONG | LONG | BALP | 10.4 | 24 |  | 24 | 13.6 |  | 13.6 | 10.93 | 24 |  | 24 | 13.07 |  | 13.07 | 10.61 | 24 |  | 24 | 13.39 |  | 13.39
2020-05-15 10:00 | LONG | LONG | BALP | 10.4 | 9.1 |  | 9.1 | -1.3 |  | -1.3 | 10.93 | 9.1 |  | 9.1 | -1.83 |  | -1.83 | 10.61 | 9.1 |  | 9.1 | -1.51 |  | -1.51
2020-05-15 11:00 | LONG | SHORT | BALP | 10.4 | 9.1 |  | 9.1 | -1.3 |  | -1.3 | 10.93 | 9.1 |  | 9.1 | -1.83 |  | -1.83 | 10.61 | 43.12 | 43.12 |  | 53.73 | 53.73
2020-05-15 12:00 | SHORT | SHORT | BALP | 10.4 | 49.1 | 49.1 |  | 59.5 | 59.5 |  | 10.93 | 49.1 | 49.1 |  | 60.03 | 60.03 |  | 10.61 | 49.1 | 49.1 |  | 59.71 | 59.71
2020-05-15 13:00 | LONG | LONG | VoAA | 10.4 | 24 |  | 24 | 13.6 |  | 13.6 | 10.93 | 34.5 |  | 34.5 | 23.57 |  | 23.57 | 10.61 | 43.12 |  | 43.12 | 32.51 |  | 32.51
2020-05-15 14:00 | LONG | LONG | VoAA | 10.4 | 24 |  | 24 | 13.6 |  | 13.6 | 10.93 | 17 |  | 17 | 6.07 |  | 6.07 | 10.61 | 36.48 |  | 36.48 | 25.87 |  | 25.87
2020-05-15 15:00 | LONG | LONG | BALP | 10.4 | 37.76 |  | 37.76 | 27.36 |  | 27.36 | 10.93 | 37.76 |  | 37.76 | 26.83 |  | 26.83 | 10.61 | 37.76 |  | 37.76 | 27.15 |  | 27.15
2020-05-15 16:00 | LONG | LONG | BALP | 10.4 | -9.23 |  | -9.23 | -19.63 |  | -19.63 | 10.93 | -9.23 |  | -9.23 | -20.16 |  | -20.16 | 10.61 | -9.23 |  | -9.23 | -19.84 |  | -19.84
2020-05-15 17:00 | LONG | LONG | VoAA | 10.4 | 10 |  | 10 | -0.4 |  | -0.4 | 10.93 | 10 |  | 10 | -0.93 |  | -0.93 | 10.61 | 35.08 |  | 35.08 | 24.47 |  | 24.47
2020-05-15 18:00 | SHORT | SHORT | VoAA | 10.4 | 10 | 10 |  | 20.4 | 20.4 |  | 10.93 | 10 | 10 |  | 20.93 | 20.93 |  | 10.61 | 32.1 | 32.1 |  | 42.71 | 42.71
2020-05-15 19:00 | SHORT | SHORT | VoAA | 10.4 | 10 | 10 |  | 20.4 | 20.4 |  | 10.93 | 10 | 10 |  | 20.93 | 20.93 |  | 10.61 | 34.09 | 34.09 |  | 44.7 | 44.7
2020-05-15 20:00 | SHORT | SHORT | VoAA | 10.4 | 10 | 10 |  | 20.4 | 20.4 |  | 10.93 | 10 | 10 |  | 20.93 | 20.93 |  | 10.61 | 35.97 | 35.97 |  | 46.58 | 46.58
2020-05-15 21:00 | SHORT | SHORT | VoAA | 10.4 | 10 | 10 |  | 20.4 | 20.4 |  | 10.93 | 0.39 | 0.39 |  | 11.32 | 11.32 |  | 10.61 | 16.64 | 16.64 |  | 27.25 | 27.25
2020-05-15 22:00 | LONG | LONG | BALP | 10.4 | 9 |  | 9 | -1.4 |  | -1.4 | 10.93 | 9 |  | 9 | -1.93 |  | -1.93 | 10.61 | 9 |  | 9 | -1.61 |  | -1.61
2020-05-15 23:00 | LONG | LONG | BALP | 10.4 | 13.04 |  | 13.04 | 2.64 |  | 2.64 | 10.93 | 13.04 |  | 13.04 | 2.11 |  | 2.11 | 10.61 | 13.04 |  | 13.04 | 2.43 |  | 2.43
2020-05-16 | LONG | LONG | BALP | 10.4 | -14.34 |  | -14.34 | -24.74 |  | -24.74 | 10.93 | -14.34 |  | -14.34 | -25.27 |  | -25.27 | 10.61 | -14.34 |  | -14.34 | -24.95 |  | -24.95
2020-05-16 01:00 | LONG | LONG | BALP | 10.4 | 9.03 |  | 9.03 | -1.37 |  | -1.37 | 10.93 | 9.03 |  | 9.03 | -1.9 |  | -1.9 | 10.61 | 9.03 |  | 9.03 | -1.58 |  | -1.58
2020-05-16 02:00 | SHORT | SHORT | VoAA | 10.4 | 19.12 | 19.12 |  | 29.52 | 29.52 |  | 10.93 | 9.56 | 9.56 |  | 20.49 | 20.49 |  | 10.61 | 9.76 | 9.76 |  | 20.37 | 20.37
2020-05-16 03:00 | SHORT | SHORT | BALP | 10.4 | 19.04 | 19.04 |  | 29.44 | 29.44 |  | 10.93 | 19.04 | 19.04 |  | 29.97 | 29.97 |  | 10.61 | 19.04 | 19.04 |  | 29.65 | 29.65
2020-05-16 04:00 | SHORT | SHORT | BALP | 10.4 | 94 | 94 |  | 104.4 | 104.4 |  | 10.93 | 94 | 94 |  | 104.93 | 104.93 |  | 10.61 | 94 | 94 |  | 104.61 | 104.61
2020-05-16 05:00 | LONG | LONG | VoAA | 10.4 | 0 |  | 0 | -10.4 |  | -10.4 | 10.93 | 9.38 |  | 9.38 | -1.55 |  | -1.55 | 10.61 | 8.73 |  | 8.73 | -1.88 |  | -1.88
2020-05-16 06:00 | SHORT | SHORT | BALP | 10.4 | 40 | 40 |  | 50.4 | 50.4 |  | 10.93 | 40 | 40 |  | 50.93 | 50.93 |  | 10.61 | 40 | 40 |  | 50.61 | 50.61
2020-05-16 07:00 | SHORT | SHORT | BALP | 10.4 | 11.5 | 11.5 |  | 21.9 | 21.9 |  | 10.93 | 11.5 | 11.5 |  | 22.43 | 22.43 |  | 10.61 | 11.5 | 11.5 |  | 22.11 | 22.11
2020-05-16 08:00 | LONG | LONG | BALP | 10.4 | 8.55 |  | 8.55 | -1.85 |  | -1.85 | 10.93 | 8.55 |  | 8.55 | -2.38 |  | -2.38 | 10.61 | 8.55 |  | 8.55 | -2.06 |  | -2.06
2020-05-16 09:00 | LONG | LONG | BALP | 10.4 | 9.85 |  | 9.85 | -0.55 |  | -0.55 | 10.93 | 9.85 |  | 9.85 | -1.08 |  | -1.08 | 10.61 | 9.85 |  | 9.85 | -0.76 |  | -0.76
2020-05-16 10:00 | LONG | LONG | BALP | 10.4 | 18.96 |  | 18.96 | 8.56 |  | 8.56 | 10.93 | 18.96 |  | 18.96 | 8.03 |  | 8.03 | 10.61 | 18.96 |  | 18.96 | 8.35 |  | 8.35
2020-05-16 11:00 | LONG | LONG | VoAA | 10.4 | -14.34 |  | -14.34 | -24.74 |  | -24.74 | 10.93 | 5.49 |  | 5.49 | -5.44 |  | -5.44 | 10.61 | 18.91 |  | 18.91 | 8.3 |  | 8.3
2020-05-16 12:00 | LONG | LONG | VoAA | 10.4 | -14.34 |  | -14.34 | -24.74 |  | -24.74 | 10.93 | 5.19 |  | 5.19 | -5.74 |  | -5.74 | 10.61 | 15.32 |  | 15.32 | 4.71 |  | 4.71
2020-05-16 13:00 | SHORT | SHORT | BALP | 10.4 | 60 | 60 |  | 70.4 | 70.4 |  | 10.93 | 60 | 60 |  | 70.93 | 70.93 |  | 10.61 | 60 | 60 |  | 70.61 | 70.61
2020-05-16 14:00 | LONG | LONG | BALP | 10.4 | 9.24 |  | 9.24 | -1.16 |  | -1.16 | 10.93 | 9.24 |  | 9.24 | -1.69 |  | -1.69 | 10.61 | 9.24 |  | 9.24 | -1.37 |  | -1.37
2020-05-16 15:00 | LONG | LONG | VoAA | 10.4 | -14.34 |  | -14.34 | -24.74 |  | -24.74 | 10.93 | 2.53 |  | 2.53 | -8.4 |  | -8.4 | 10.61 | 8.47 |  | 8.47 | -2.14 |  | -2.14
2020-05-16 16:00 | LONG | LONG | BALP | 10.4 | 9.4 |  | 9.4 | -1 |  | -1 | 10.93 | 9.4 |  | 9.4 | -1.53 |  | -1.53 | 10.61 | 9.4 |  | 9.4 | -1.21 |  | -1.21
2020-05-16 17:00 | LONG | LONG | VoAA | 10.4 | -14.34 |  | -14.34 | -24.74 |  | -24.74 | 10.93 | 2.39 |  | 2.39 | -8.54 |  | -8.54 | 10.61 | 14.54 |  | 14.54 | 3.93 |  | 3.93
2020-05-16 18:00 | SHORT | SHORT | VoAA | 10.4 | 24.3 | 24.3 |  | 34.7 | 34.7 |  | 10.93 | 4.98 | 4.98 |  | 15.91 | 15.91 |  | 10.61 | 9.11 | 9.11 |  | 19.72 | 19.72
2020-05-16 19:00 | SHORT | SHORT | BALP | 10.4 | 42 | 42 |  | 52.4 | 52.4 |  | 10.93 | 42 | 42 |  | 52.93 | 52.93 |  | 10.61 | 42 | 42 |  | 52.61 | 52.61
2020-05-16 20:00 | SHORT | SHORT | VoAA | 10.4 | 40 | 40 |  | 50.4 | 50.4 |  | 10.93 | 25 | 25 |  | 35.93 | 35.93 |  | 10.61 | 32.02 | 32.02 |  | 42.63 | 42.63
2020-05-16 21:00 | LONG | LONG | VoAA | 10.4 | 10 |  | 10 | -0.4 |  | -0.4 | 10.93 | 25 |  | 25 | 14.07 |  | 14.07 | 10.61 | 32.02 |  | 32.02 | 21.41 |  | 21.41
2020-05-16 22:00 | LONG | LONG | VoAA | 10.4 | 10 |  | 10 | -0.4 |  | -0.4 | 10.93 | 19.33 |  | 19.33 | 8.4 |  | 8.4 | 10.61 | 32.08 |  | 32.08 | 21.47 |  | 21.47
2020-05-16 23:00 | LONG | LONG | VoAA | 10.4 | -14.34 |  | -14.34 | -24.74 |  | -24.74 | 10.93 | 4.83 |  | 4.83 | -6.1 |  | -6.1 | 10.61 | 18.66 |  | 18.66 | 8.05 |  | 8.05
2020-05-17 | SHORT | SHORT | VoAA | 10.4 | 19.78 | 19.78 |  | 30.18 | 30.18 |  | 10.93 | 2.43 | 2.43 |  | 13.36 | 13.36 |  | 10.61 | 14 | 14 |  | 24.61 | 24.61
2020-05-17 01:00 | LONG | LONG | BALP | 10.4 | 9.78 |  | 9.78 | -0.62 |  | -0.62 | 10.93 | 9.78 |  | 9.78 | -1.15 |  | -1.15 | 10.61 | 9.78 |  | 9.78 | -0.83 |  | -0.83
2020-05-17 02:00 | LONG | LONG | BALP | 10.4 | 9.03 |  | 9.03 | -1.37 |  | -1.37 | 10.93 | 9.03 |  | 9.03 | -1.9 |  | -1.9 | 10.61 | 9.03 |  | 9.03 | -1.58 |  | -1.58
2020-05-17 03:00 | LONG | LONG | BALP | 10.4 | 8.47 |  | 8.47 | -1.93 |  | -1.93 | 10.93 | 8.47 |  | 8.47 | -2.46 |  | -2.46 | 10.61 | 8.47 |  | 8.47 | -2.14 |  | -2.14
2020-05-17 04:00 | LONG | LONG | VoAA | 10.4 | -14.92 |  | -14.92 | -25.32 |  | -25.32 | 10.93 | 1.58 |  | 1.58 | -9.35 |  | -9.35 | 10.61 | 8.36 |  | 8.36 | -2.25 |  | -2.25
2020-05-17 05:00 | LONG | LONG | BALP | 10.4 | 8.08 |  | 8.08 | -2.32 |  | -2.32 | 10.93 | 8.08 |  | 8.08 | -2.85 |  | -2.85 | 10.61 | 8.08 |  | 8.08 | -2.53 |  | -2.53
2020-05-17 06:00 | LONG | LONG | BALP | 10.4 | 8.06 |  | 8.06 | -2.34 |  | -2.34 | 10.93 | 8.06 |  | 8.06 | -2.87 |  | -2.87 | 10.61 | 8.06 |  | 8.06 | -2.55 |  | -2.55
2020-05-17 07:00 | LONG | LONG | BALP | 10.4 | 8.52 |  | 8.52 | -1.88 |  | -1.88 | 10.93 | 8.52 |  | 8.52 | -2.41 |  | -2.41 | 10.61 | 8.52 |  | 8.52 | -2.09 |  | -2.09
2020-05-17 08:00 | SHORT | LONG | BALP | 10.4 | 20.19 | 20.19 |  | 30.59 | 30.59 |  | 10.93 | 20.19 | 20.19 |  | 31.12 | 31.12 |  | 10.61 | 9.77 |  | 9.77 | -0.84 |  | -0.84
2020-05-17 09:00 | LONG | LONG | BALP | 10.4 | 0.01 |  | 0.01 | -10.39 |  | -10.39 | 10.93 | 0.01 |  | 0.01 | -10.92 |  | -10.92 | 10.61 | 0.01 |  | 0.01 | -10.6 |  | -10.6
2020-05-17 10:00 | LONG | LONG | VoAA | 10.4 | 0.01 |  | 0.01 | -10.39 |  | -10.39 | 10.93 | 10.55 |  | 10.55 | -0.38 |  | -0.38 | 10.61 | 10.98 |  | 10.98 | 0.37 |  | 0.37
2020-05-17 11:00 | LONG | LONG | BALP | 10.4 | 11.08 |  | 11.08 | 0.68 |  | 0.68 | 10.93 | 11.08 |  | 11.08 | 0.15 |  | 0.15 | 10.61 | 11.08 |  | 11.08 | 0.47 |  | 0.47
2020-05-17 12:00 | LONG | LONG | VoAA | 10.4 | 0.01 |  | 0.01 | -10.39 |  | -10.39 | 10.93 | 9.75 |  | 9.75 | -1.18 |  | -1.18 | 10.61 | 9.84 |  | 9.84 | -0.77 |  | -0.77
2020-05-17 13:00 | LONG | LONG | BALP | 10.4 | 9.48 |  | 9.48 | -0.92 |  | -0.92 | 10.93 | 9.48 |  | 9.48 | -1.45 |  | -1.45 | 10.61 | 9.48 |  | 9.48 | -1.13 |  | -1.13
2020-05-17 14:00 | LONG | LONG | BALP | 10.4 | 9.13 |  | 9.13 | -1.27 |  | -1.27 | 10.93 | 9.13 |  | 9.13 | -1.8 |  | -1.8 | 10.61 | 9.13 |  | 9.13 | -1.48 |  | -1.48
2020-05-17 15:00 | SHORT | SHORT | BALP | 10.4 | 8.98 | 8.98 |  | 19.38 | 19.38 |  | 10.93 | 8.98 | 8.98 |  | 19.91 | 19.91 |  | 10.61 | 8.98 | 8.98 |  | 19.59 | 19.59
2020-05-17 16:00 | SHORT | SHORT | BALP | 10.4 | 59.8 | 59.8 |  | 70.2 | 70.2 |  | 10.93 | 59.8 | 59.8 |  | 70.73 | 70.73 |  | 10.61 | 59.8 | 59.8 |  | 70.41 | 70.41
2020-05-17 17:00 | SHORT | SHORT | BALP | 10.4 | 40 | 40 |  | 50.4 | 50.4 |  | 10.93 | 40 | 40 |  | 50.93 | 50.93 |  | 10.61 | 40 | 40 |  | 50.61 | 50.61
2020-05-17 18:00 | SHORT | SHORT | BALP | 10.4 | 9.76 | 9.76 |  | 20.16 | 20.16 |  | 10.93 | 9.76 | 9.76 |  | 20.69 | 20.69 |  | 10.61 | 9.76 | 9.76 |  | 20.37 | 20.37
2020-05-17 19:00 | SHORT | SHORT | BALP | 10.4 | 60 | 60 |  | 70.4 | 70.4 |  | 10.93 | 60 | 60 |  | 70.93 | 70.93 |  | 10.61 | 60 | 60 |  | 70.61 | 70.61
2020-05-17 20:00 | SHORT | SHORT | BALP | 10.4 | 60 | 60 |  | 70.4 | 70.4 |  | 10.93 | 60 | 60 |  | 70.93 | 70.93 |  | 10.61 | 60 | 60 |  | 70.61 | 70.61
2020-05-17 21:00 | SHORT | SHORT | BALP | 10.4 | 60 | 60 |  | 70.4 | 70.4 |  | 10.93 | 60 | 60 |  | 70.93 | 70.93 |  | 10.61 | 60 | 60 |  | 70.61 | 70.61
2020-05-17 22:00 | SHORT | SHORT | BALP | 10.4 | 40 | 40 |  | 50.4 | 50.4 |  | 10.93 | 40 | 40 |  | 50.93 | 50.93 |  | 10.61 | 40 | 40 |  | 50.61 | 50.61
2020-05-17 23:00 | SHORT | SHORT | BALP | 10.4 | 60 | 60 |  | 70.4 | 70.4 |  | 10.93 | 60 | 60 |  | 70.93 | 70.93 |  | 10.61 | 60 | 60 |  | 70.61 | 70.61
2020-05-18 | SHORT | SHORT | BALP | 10.4 | 40 | 40 |  | 50.4 | 50.4 |  | 10.93 | 40 | 40 |  | 50.93 | 50.93 |  | 10.61 | 40 | 40 |  | 50.61 | 50.61
2020-05-18 01:00 | SHORT | SHORT | BALP | 10.4 | 95 | 95 |  | 105.4 | 105.4 |  | 10.93 | 95 | 95 |  | 105.93 | 105.93 |  | 10.61 | 95 | 95 |  | 105.61 | 105.61
2020-05-18 02:00 | SHORT | SHORT | BALP | 10.4 | 95 | 95 |  | 105.4 | 105.4 |  | 10.93 | 95 | 95 |  | 105.93 | 105.93 |  | 10.61 | 95 | 95 |  | 105.61 | 105.61
2020-05-18 03:00 | SHORT | SHORT | BALP | 10.4 | 95 | 95 |  | 105.4 | 105.4 |  | 10.93 | 95 | 95 |  | 105.93 | 105.93 |  | 10.61 | 95 | 95 |  | 105.61 | 105.61
2020-05-18 04:00 | SHORT | SHORT | BALP | 10.4 | 95 | 95 |  | 105.4 | 105.4 |  | 10.93 | 95 | 95 |  | 105.93 | 105.93 |  | 10.61 | 95 | 95 |  | 105.61 | 105.61
2020-05-18 05:00 | SHORT | SHORT | BALP | 10.4 | 95 | 95 |  | 105.4 | 105.4 |  | 10.93 | 95 | 95 |  | 105.93 | 105.93 |  | 10.61 | 95 | 95 |  | 105.61 | 105.61
2020-05-18 06:00 | SHORT | SHORT | BALP | 10.4 | 70 | 70 |  | 80.4 | 80.4 |  | 10.93 | 70 | 70 |  | 80.93 | 80.93 |  | 10.61 | 70 | 70 |  | 80.61 | 80.61
2020-05-18 07:00 | SHORT | SHORT | BALP | 10.4 | 45 | 45 |  | 55.4 | 55.4 |  | 10.93 | 45 | 45 |  | 55.93 | 55.93 |  | 10.61 | 45 | 45 |  | 55.61 | 55.61
2020-05-18 08:00 | SHORT | SHORT | BALP | 10.4 | 136.43 | 136.43 |  | 146.83 | 146.83 |  | 10.93 | 136.43 | 136.43 |  | 147.36 | 147.36 |  | 10.61 | 136.43 | 136.43 |  | 147.04 | 147.04
2020-05-18 09:00 | SHORT | SHORT | BALP | 10.4 | 95 | 95 |  | 105.4 | 105.4 |  | 10.93 | 95 | 95 |  | 105.93 | 105.93 |  | 10.61 | 95 | 95 |  | 105.61 | 105.61
2020-05-18 10:00 | SHORT | SHORT | BALP | 10.4 | 95 | 95 |  | 105.4 | 105.4 |  | 10.93 | 95 | 95 |  | 105.93 | 105.93 |  | 10.61 | 95 | 95 |  | 105.61 | 105.61
2020-05-18 11:00 | SHORT | SHORT | BALP | 10.4 | 95 | 95 |  | 105.4 | 105.4 |  | 10.93 | 95 | 95 |  | 105.93 | 105.93 |  | 10.61 | 95 | 95 |  | 105.61 | 105.61
2020-05-18 12:00 | SHORT | SHORT | BALP | 10.4 | 95 | 95 |  | 105.4 | 105.4 |  | 10.93 | 95 | 95 |  | 105.93 | 105.93 |  | 10.61 | 95 | 95 |  | 105.61 | 105.61
2020-05-18 13:00 | SHORT | SHORT | BALP | 10.4 | 95 | 95 |  | 105.4 | 105.4 |  | 10.93 | 95 | 95 |  | 105.93 | 105.93 |  | 10.61 | 95 | 95 |  | 105.61 | 105.61
2020-05-18 14:00 | SHORT | LONG | BALP | 10.4 | 94 | 94 |  | 104.4 | 104.4 |  | 10.93 | 94 | 94 |  | 104.93 | 104.93 |  | 10.61 | 42.88 |  | 42.88 | 32.27 |  | 32.27
2020-05-18 15:00 | LONG | LONG | BALP | 10.4 | 8 |  | 8 | -2.4 |  | -2.4 | 10.93 | 8 |  | 8 | -2.93 |  | -2.93 | 10.61 | 8 |  | 8 | -2.61 |  | -2.61
2020-05-18 16:00 | LONG | LONG | VoAA | 10.4 | 43.8 |  | 43.8 | 33.4 |  | 33.4 | 10.93 | 40.45 |  | 40.45 | 29.52 |  | 29.52 | 10.61 | 36.09 |  | 36.09 | 25.48 |  | 25.48
2020-05-18 17:00 | SHORT | SHORT | VoAA | 10.4 | 37.09 | 37.09 |  | 47.49 | 47.49 |  | 10.93 | 40.45 | 40.45 |  | 51.38 | 51.38 |  | 10.61 | 36.09 | 36.09 |  | 46.7 | 46.7
2020-05-18 18:00 | SHORT | SHORT | BALP | 10.4 | 39.04 | 39.04 |  | 49.44 | 49.44 |  | 10.93 | 39.04 | 39.04 |  | 49.97 | 49.97 |  | 10.61 | 39.04 | 39.04 |  | 49.65 | 49.65
2020-05-18 19:00 | SHORT | SHORT | BALP | 10.4 | 52 | 52 |  | 62.4 | 62.4 |  | 10.93 | 52 | 52 |  | 62.93 | 62.93 |  | 10.61 | 52 | 52 |  | 62.61 | 62.61
2020-05-18 20:00 | SHORT | SHORT | BALP | 10.4 | 45.3 | 45.3 |  | 55.7 | 55.7 |  | 10.93 | 45.3 | 45.3 |  | 56.23 | 56.23 |  | 10.61 | 45.3 | 45.3 |  | 55.91 | 55.91
2020-05-18 21:00 | LONG | LONG | VoAA | 10.4 | 24 |  | 24 | 13.6 |  | 13.6 | 10.93 | 34.45 |  | 34.45 | 23.52 |  | 23.52 | 10.61 | 37.39 |  | 37.39 | 26.78 |  | 26.78
2020-05-18 22:00 | SHORT | SHORT | VoAA | 10.4 | 45 | 45 |  | 55.4 | 55.4 |  | 10.93 | 44.4 | 44.4 |  | 55.33 | 55.33 |  | 10.61 | 44.21 | 44.21 |  | 54.82 | 54.82
2020-05-18 23:00 | SHORT | SHORT | BALP | 10.4 | 52.3 | 52.3 |  | 62.7 | 62.7 |  | 10.93 | 52.3 | 52.3 |  | 63.23 | 63.23 |  | 10.61 | 52.3 | 52.3 |  | 62.91 | 62.91
2020-05-19 | SHORT | SHORT | VoAA | 10.4 | 40 | 40 |  | 50.4 | 50.4 |  | 10.93 | 41.9 | 41.9 |  | 52.83 | 52.83 |  | 10.61 | 22.39 | 22.39 |  | 33 | 33
2020-05-19 01:00 | SHORT | SHORT | BALP | 10.4 | 50 | 50 |  | 60.4 | 60.4 |  | 10.93 | 50 | 50 |  | 60.93 | 60.93 |  | 10.61 | 50 | 50 |  | 60.61 | 60.61
2020-05-19 02:00 | LONG | LONG | VoAA | 10.4 | 0 |  | 0 | -10.4 |  | -10.4 | 10.93 | 20 |  | 20 | 9.07 |  | 9.07 | 10.61 | 12.99 |  | 12.99 | 2.38 |  | 2.38
2020-05-19 03:00 | LONG | LONG | VoAA | 10.4 | 0 |  | 0 | -10.4 |  | -10.4 | 10.93 | 11.43 |  | 11.43 | 0.5 |  | 0.5 | 10.61 | 12.85 |  | 12.85 | 2.24 |  | 2.24
2020-05-19 04:00 | SHORT | SHORT | BALP | 10.4 | 24.75 | 24.75 |  | 35.15 | 35.15 |  | 10.93 | 24.75 | 24.75 |  | 35.68 | 35.68 |  | 10.61 | 24.75 | 24.75 |  | 35.36 | 35.36
2020-05-19 05:00 | SHORT | SHORT | BALP | 10.4 | 50 | 50 |  | 60.4 | 60.4 |  | 10.93 | 50 | 50 |  | 60.93 | 60.93 |  | 10.61 | 50 | 50 |  | 60.61 | 60.61
2020-05-19 06:00 | SHORT | SHORT | BALP | 10.4 | 40 | 40 |  | 50.4 | 50.4 |  | 10.93 | 40 | 40 |  | 50.93 | 50.93 |  | 10.61 | 40 | 40 |  | 50.61 | 50.61
2020-05-19 07:00 | SHORT | SHORT | BALP | 10.4 | 45.94 | 45.94 |  | 56.34 | 56.34 |  | 10.93 | 45.94 | 45.94 |  | 56.87 | 56.87 |  | 10.61 | 45.94 | 45.94 |  | 56.55 | 56.55
2020-05-19 08:00 | SHORT | SHORT | BALP | 10.4 | 74.96 | 74.96 |  | 85.36 | 85.36 |  | 10.93 | 74.96 | 74.96 |  | 85.89 | 85.89 |  | 10.61 | 74.96 | 74.96 |  | 85.57 | 85.57
2020-05-19 09:00 | SHORT | SHORT | BALP | 10.4 | 64.96 | 64.96 |  | 75.36 | 75.36 |  | 10.93 | 64.96 | 64.96 |  | 75.89 | 75.89 |  | 10.61 | 64.96 | 64.96 |  | 75.57 | 75.57
2020-05-19 10:00 | SHORT | SHORT | BALP | 10.4 | 56 | 56 |  | 66.4 | 66.4 |  | 10.93 | 56 | 56 |  | 66.93 | 66.93 |  | 10.61 | 56 | 56 |  | 66.61 | 66.61
2020-05-19 11:00 | SHORT | SHORT | BALP | 10.4 | 55.2 | 55.2 |  | 65.6 | 65.6 |  | 10.93 | 55.2 | 55.2 |  | 66.13 | 66.13 |  | 10.61 | 55.2 | 55.2 |  | 65.81 | 65.81
2020-05-19 12:00 | LONG | LONG | BALP | 10.4 | 14 |  | 14 | 3.6 |  | 3.6 | 10.93 | 14 |  | 14 | 3.07 |  | 3.07 | 10.61 | 14 |  | 14 | 3.39 |  | 3.39
2020-05-19 13:00 | SHORT | SHORT | BALP | 10.4 | 47.95 | 47.95 |  | 58.35 | 58.35 |  | 10.93 | 47.95 | 47.95 |  | 58.88 | 58.88 |  | 10.61 | 47.95 | 47.95 |  | 58.56 | 58.56
2020-05-19 14:00 | SHORT | SHORT | BALP | 10.4 | 53.9 | 53.9 |  | 64.3 | 64.3 |  | 10.93 | 53.9 | 53.9 |  | 64.83 | 64.83 |  | 10.61 | 53.9 | 53.9 |  | 64.51 | 64.51
2020-05-19 15:00 | SHORT | SHORT | BALP | 10.4 | 94 | 94 |  | 104.4 | 104.4 |  | 10.93 | 94 | 94 |  | 104.93 | 104.93 |  | 10.61 | 94 | 94 |  | 104.61 | 104.61
2020-05-19 16:00 | SHORT | SHORT | BALP | 10.4 | 94 | 94 |  | 104.4 | 104.4 |  | 10.93 | 94 | 94 |  | 104.93 | 104.93 |  | 10.61 | 94 | 94 |  | 104.61 | 104.61
2020-05-19 17:00 | SHORT | SHORT | BALP | 10.4 | 94 | 94 |  | 104.4 | 104.4 |  | 10.93 | 94 | 94 |  | 104.93 | 104.93 |  | 10.61 | 94 | 94 |  | 104.61 | 104.61
2020-05-19 18:00 | SHORT | SHORT | BALP | 10.4 | 94 | 94 |  | 104.4 | 104.4 |  | 10.93 | 94 | 94 |  | 104.93 | 104.93 |  | 10.61 | 94 | 94 |  | 104.61 | 104.61
2020-05-19 19:00 | SHORT | SHORT | BALP | 10.4 | 59.8 | 59.8 |  | 70.2 | 70.2 |  | 10.93 | 59.8 | 59.8 |  | 70.73 | 70.73 |  | 10.61 | 59.8 | 59.8 |  | 70.41 | 70.41
2020-05-19 20:00 | SHORT | SHORT | BALP | 10.4 | 59.8 | 59.8 |  | 70.2 | 70.2 |  | 10.93 | 59.8 | 59.8 |  | 70.73 | 70.73 |  | 10.61 | 59.8 | 59.8 |  | 70.41 | 70.41
2020-05-19 21:00 | SHORT | LONG | BALP | 10.4 | 59.8 | 59.8 |  | 70.2 | 70.2 |  | 10.93 | 59.8 | 59.8 |  | 70.73 | 70.73 |  | 10.61 | 18.97 |  | 18.97 | 8.36 |  | 8.36
2020-05-19 22:00 | LONG | LONG | VoAA | 10.4 | 24 |  | 24 | 13.6 |  | 13.6 | 10.93 | 30 |  | 30 | 19.07 |  | 19.07 | 10.61 | 35 |  | 35 | 24.39 |  | 24.39
2020-05-19 23:00 | LONG | LONG | VoAA | 10.4 | -1 |  | -1 | -11.4 |  | -11.4 | 10.93 | 12.54 |  | 12.54 | 1.61 |  | 1.61 | 10.61 | 33.01 |  | 33.01 | 22.4 |  | 22.4
2020-05-20 | SHORT | SHORT | VoAA | 10.4 | 29.1 | 29.1 |  | 39.5 | 39.5 |  | 10.93 | 14.05 | 14.05 |  | 24.98 | 24.98 |  | 10.61 | 16.08 | 16.08 |  | 26.69 | 26.69
2020-05-20 01:00 | LONG | LONG | VoAA | 10.4 | -1 |  | -1 | -11.4 |  | -11.4 | 10.93 | 12.95 |  | 12.95 | 2.02 |  | 2.02 | 10.61 | 19.1 |  | 19.1 | 8.49 |  | 8.49
2020-05-20 02:00 | LONG | LONG | VoAA | 10.4 | -1 |  | -1 | -11.4 |  | -11.4 | 10.93 | 12.95 |  | 12.95 | 2.02 |  | 2.02 | 10.61 | 19.01 |  | 19.01 | 8.4 |  | 8.4
2020-05-20 03:00 | LONG | LONG | VoAA | 10.4 | -1 |  | -1 | -11.4 |  | -11.4 | 10.93 | 12.95 |  | 12.95 | 2.02 |  | 2.02 | 10.61 | 18.07 |  | 18.07 | 7.46 |  | 7.46
2020-05-20 04:00 | SHORT | SHORT | VoAA | 10.4 | 26.9 | 26.9 |  | 37.3 | 37.3 |  | 10.93 | 12.95 | 12.95 |  | 23.88 | 23.88 |  | 10.61 | 18.09 | 18.09 |  | 28.7 | 28.7
2020-05-20 05:00 | LONG | LONG | BALP | 10.4 | 8 |  | 8 | -2.4 |  | -2.4 | 10.93 | 8 |  | 8 | -2.93 |  | -2.93 | 10.61 | 8 |  | 8 | -2.61 |  | -2.61
2020-05-20 06:00 | SHORT | SHORT | BALP | 10.4 | 45 | 45 |  | 55.4 | 55.4 |  | 10.93 | 45 | 45 |  | 55.93 | 55.93 |  | 10.61 | 45 | 45 |  | 55.61 | 55.61
2020-05-20 07:00 | SHORT | LONG | BALP | 10.4 | 47.1 | 47.1 |  | 57.5 | 57.5 |  | 10.93 | 47.1 | 47.1 |  | 58.03 | 58.03 |  | 10.61 | 44.83 |  | 44.83 | 34.22 |  | 34.22
2020-05-20 08:00 | SHORT | SHORT | BALP | 10.4 | 73.7 | 73.7 |  | 84.1 | 84.1 |  | 10.93 | 73.7 | 73.7 |  | 84.63 | 84.63 |  | 10.61 | 73.7 | 73.7 |  | 84.31 | 84.31
2020-05-20 09:00 | SHORT | SHORT | BALP | 10.4 | 58 | 58 |  | 68.4 | 68.4 |  | 10.93 | 58 | 58 |  | 68.93 | 68.93 |  | 10.61 | 58 | 58 |  | 68.61 | 68.61
2020-05-20 10:00 | LONG | LONG | BALP | 10.4 | 24 |  | 24 | 13.6 |  | 13.6 | 10.93 | 24 |  | 24 | 13.07 |  | 13.07 | 10.61 | 24 |  | 24 | 13.39 |  | 13.39
2020-05-20 11:00 | LONG | LONG | BALP | 10.4 | 45.1 |  | 45.1 | 34.7 |  | 34.7 | 10.93 | 45.1 |  | 45.1 | 34.17 |  | 34.17 | 10.61 | 45.1 |  | 45.1 | 34.49 |  | 34.49
2020-05-20 12:00 | LONG | LONG | BALP | 10.4 | 15 |  | 15 | 4.6 |  | 4.6 | 10.93 | 15 |  | 15 | 4.07 |  | 4.07 | 10.61 | 15 |  | 15 | 4.39 |  | 4.39
2020-05-20 13:00 | LONG | LONG | BALP | 10.4 | 15 |  | 15 | 4.6 |  | 4.6 | 10.93 | 15 |  | 15 | 4.07 |  | 4.07 | 10.61 | 15 |  | 15 | 4.39 |  | 4.39
2020-05-20 14:00 | LONG | LONG | BALP | 10.4 | 19 |  | 19 | 8.6 |  | 8.6 | 10.93 | 19 |  | 19 | 8.07 |  | 8.07 | 10.61 | 19 |  | 19 | 8.39 |  | 8.39
2020-05-20 15:00 | LONG | LONG | BALP | 10.4 | 22.93 |  | 22.93 | 12.53 |  | 12.53 | 10.93 | 22.93 |  | 22.93 | 12 |  | 12 | 10.61 | 22.93 |  | 22.93 | 12.32 |  | 12.32
2020-05-20 16:00 | LONG | LONG | BALP | 10.4 | 33.05 |  | 33.05 | 22.65 |  | 22.65 | 10.93 | 33.05 |  | 33.05 | 22.12 |  | 22.12 | 10.61 | 33.05 |  | 33.05 | 22.44 |  | 22.44
2020-05-20 17:00 | LONG | LONG | BALP | 10.4 | 15 |  | 15 | 4.6 |  | 4.6 | 10.93 | 15 |  | 15 | 4.07 |  | 4.07 | 10.61 | 15 |  | 15 | 4.39 |  | 4.39
2020-05-20 18:00 | LONG | LONG | BALP | 10.4 | 19 |  | 19 | 8.6 |  | 8.6 | 10.93 | 19 |  | 19 | 8.07 |  | 8.07 | 10.61 | 19 |  | 19 | 8.39 |  | 8.39
2020-05-20 19:00 | LONG | LONG | BALP | 10.4 | 20 |  | 20 | 9.6 |  | 9.6 | 10.93 | 20 |  | 20 | 9.07 |  | 9.07 | 10.61 | 20 |  | 20 | 9.39 |  | 9.39
2020-05-20 20:00 | LONG | LONG | VoAA | 10.4 | 19 |  | 19 | 8.6 |  | 8.6 | 10.93 | 22.52 |  | 22.52 | 11.59 |  | 11.59 | 10.61 | 19.97 |  | 19.97 | 9.36 |  | 9.36
2020-05-20 21:00 | LONG | LONG | BALP | 10.4 | 15 |  | 15 | 4.6 |  | 4.6 | 10.93 | 15 |  | 15 | 4.07 |  | 4.07 | 10.61 | 15 |  | 15 | 4.39 |  | 4.39
2020-05-20 22:00 | LONG | LONG | BALP | 10.4 | 16 |  | 16 | 5.6 |  | 5.6 | 10.93 | 16 |  | 16 | 5.07 |  | 5.07 | 10.61 | 16 |  | 16 | 5.39 |  | 5.39
2020-05-20 23:00 | LONG | LONG | BALP | 10.4 | 15.2 |  | 15.2 | 4.8 |  | 4.8 | 10.93 | 15.2 |  | 15.2 | 4.27 |  | 4.27 | 10.61 | 15.2 |  | 15.2 | 4.59 |  | 4.59
2020-05-21 | LONG | LONG | BALP | 10.4 | 13.62 |  | 13.62 | 3.22 |  | 3.22 | 10.93 | 13.62 |  | 13.62 | 2.69 |  | 2.69 | 10.61 | 13.62 |  | 13.62 | 3.01 |  | 3.01
2020-05-21 01:00 | LONG | LONG | VoAA | 10.4 | 0 |  | 0 | -10.4 |  | -10.4 | 10.93 | 15.04 |  | 15.04 | 4.11 |  | 4.11 | 10.61 | 25.02 |  | 25.02 | 14.41 |  | 14.41
2020-05-21 02:00 | LONG | LONG | BALP | 10.4 | 13.7 |  | 13.7 | 3.3 |  | 3.3 | 10.93 | 13.7 |  | 13.7 | 2.77 |  | 2.77 | 10.61 | 13.7 |  | 13.7 | 3.09 |  | 3.09
2020-05-21 03:00 | LONG | LONG | BALP | 10.4 | 13.05 |  | 13.05 | 2.65 |  | 2.65 | 10.93 | 13.05 |  | 13.05 | 2.12 |  | 2.12 | 10.61 | 13.05 |  | 13.05 | 2.44 |  | 2.44
2020-05-21 04:00 | LONG | LONG | VoAA | 10.4 | -5.4 |  | -5.4 | -15.8 |  | -15.8 | 10.93 | 8.7 |  | 8.7 | -2.23 |  | -2.23 | 10.61 | 12.94 |  | 12.94 | 2.33 |  | 2.33
2020-05-21 05:00 | LONG | LONG | BALP | 10.4 | 12.8 |  | 12.8 | 2.4 |  | 2.4 | 10.93 | 12.8 |  | 12.8 | 1.87 |  | 1.87 | 10.61 | 12.8 |  | 12.8 | 2.19 |  | 2.19
2020-05-21 06:00 | LONG | LONG | BALP | 10.4 | 12.25 |  | 12.25 | 1.85 |  | 1.85 | 10.93 | 12.25 |  | 12.25 | 1.32 |  | 1.32 | 10.61 | 12.25 |  | 12.25 | 1.64 |  | 1.64
2020-05-21 07:00 | SHORT | SHORT | BALP | 10.4 | 95 | 95 |  | 105.4 | 105.4 |  | 10.93 | 95 | 95 |  | 105.93 | 105.93 |  | 10.61 | 95 | 95 |  | 105.61 | 105.61
2020-05-21 08:00 | LONG | LONG | VoAA | 10.4 | 44.7 |  | 44.7 | 34.3 |  | 34.3 | 10.93 | 45.7 |  | 45.7 | 34.77 |  | 34.77 | 10.61 | 36.04 |  | 36.04 | 25.43 |  | 25.43
2020-05-21 09:00 | LONG | LONG | BALP | 10.4 | 14.33 |  | 14.33 | 3.93 |  | 3.93 | 10.93 | 14.33 |  | 14.33 | 3.4 |  | 3.4 | 10.61 | 14.33 |  | 14.33 | 3.72 |  | 3.72
2020-05-21 10:00 | LONG | LONG | VoAA | 10.4 | 16 |  | 16 | 5.6 |  | 5.6 | 10.93 | 29.6 |  | 29.6 | 18.67 |  | 18.67 | 10.61 | 36.01 |  | 36.01 | 25.4 |  | 25.4
2020-05-21 11:00 | SHORT | SHORT | BALP | 10.4 | 50 | 50 |  | 60.4 | 60.4 |  | 10.93 | 50 | 50 |  | 60.93 | 60.93 |  | 10.61 | 50 | 50 |  | 60.61 | 60.61
2020-05-21 12:00 | SHORT | SHORT | BALP | 10.4 | 60 | 60 |  | 70.4 | 70.4 |  | 10.93 | 60 | 60 |  | 70.93 | 70.93 |  | 10.61 | 60 | 60 |  | 70.61 | 70.61
2020-05-21 13:00 | SHORT | SHORT | BALP | 10.4 | 60 | 60 |  | 70.4 | 70.4 |  | 10.93 | 60 | 60 |  | 70.93 | 70.93 |  | 10.61 | 60 | 60 |  | 70.61 | 70.61
2020-05-21 14:00 | LONG | LONG | VoAA | 10.4 | 10 |  | 10 | -0.4 |  | -0.4 | 10.93 | 25.65 |  | 25.65 | 14.72 |  | 14.72 | 10.61 | 35.27 |  | 35.27 | 24.66 |  | 24.66
2020-05-21 15:00 | SHORT | LONG | BALP | 10.4 | 50 | 50 |  | 60.4 | 60.4 |  | 10.93 | 50 | 50 |  | 60.93 | 60.93 |  | 10.61 | 33.03 |  | 33.03 | 22.42 |  | 22.42
2020-05-21 16:00 | LONG | LONG | BALP | 10.4 | 6 |  | 6 | -4.4 |  | -4.4 | 10.93 | 6 |  | 6 | -4.93 |  | -4.93 | 10.61 | 6 |  | 6 | -4.61 |  | -4.61
2020-05-21 17:00 | LONG | LONG | VoAA | 10.4 | 10 |  | 10 | -0.4 |  | -0.4 | 10.93 | 26.51 |  | 26.51 | 15.58 |  | 15.58 | 10.61 | 33.04 |  | 33.04 | 22.43 |  | 22.43
2020-05-21 18:00 | LONG | LONG | VoAA | 10.4 | 44.7 |  | 44.7 | 34.3 |  | 34.3 | 10.93 | 35.32 |  | 35.32 | 24.39 |  | 24.39 | 10.61 | 33.02 |  | 33.02 | 22.41 |  | 22.41
2020-05-21 19:00 | SHORT | SHORT | BALP | 10.4 | 70 | 70 |  | 80.4 | 80.4 |  | 10.93 | 70 | 70 |  | 80.93 | 80.93 |  | 10.61 | 70 | 70 |  | 80.61 | 80.61
2020-05-21 20:00 | SHORT | SHORT | BALP | 10.4 | 95 | 95 |  | 105.4 | 105.4 |  | 10.93 | 95 | 95 |  | 105.93 | 105.93 |  | 10.61 | 95 | 95 |  | 105.61 | 105.61
2020-05-21 21:00 | SHORT | SHORT | BALP | 10.4 | 12.94 | 12.94 |  | 23.34 | 23.34 |  | 10.93 | 12.94 | 12.94 |  | 23.87 | 23.87 |  | 10.61 | 12.94 | 12.94 |  | 23.55 | 23.55
2020-05-21 22:00 | LONG | LONG | VoAA | 10.4 | 10 |  | 10 | -0.4 |  | -0.4 | 10.93 | 26.54 |  | 26.54 | 15.61 |  | 15.61 | 10.61 | 33.08 |  | 33.08 | 22.47 |  | 22.47
2020-05-21 23:00 | SHORT | SHORT | BALP | 10.4 | 31.77 | 31.77 |  | 42.17 | 42.17 |  | 10.93 | 31.77 | 31.77 |  | 42.7 | 42.7 |  | 10.61 | 31.77 | 31.77 |  | 42.38 | 42.38
2020-05-22 | SHORT | SHORT | VoAA | 10.4 | 48.1 | 48.1 |  | 58.5 | 58.5 |  | 10.93 | 29.05 | 29.05 |  | 39.98 | 39.98 |  | 10.61 | 21.77 | 21.77 |  | 32.38 | 32.38
2020-05-22 01:00 | SHORT | SHORT | VoAA | 10.4 | 29.04 | 29.04 |  | 39.44 | 39.44 |  | 10.93 | 14.52 | 14.52 |  | 25.45 | 25.45 |  | 10.61 | 21.09 | 21.09 |  | 31.7 | 31.7
2020-05-22 02:00 | LONG | LONG | BALP | 10.4 | 3.5 |  | 3.5 | -6.9 |  | -6.9 | 10.93 | 3.5 |  | 3.5 | -7.43 |  | -7.43 | 10.61 | 3.5 |  | 3.5 | -7.11 |  | -7.11
2020-05-22 03:00 | LONG | LONG | BALP | 10.4 | 3.5 |  | 3.5 | -6.9 |  | -6.9 | 10.93 | 3.5 |  | 3.5 | -7.43 |  | -7.43 | 10.61 | 3.5 |  | 3.5 | -7.11 |  | -7.11
2020-05-22 04:00 | LONG | LONG | BALP | 10.4 | 3.5 |  | 3.5 | -6.9 |  | -6.9 | 10.93 | 3.5 |  | 3.5 | -7.43 |  | -7.43 | 10.61 | 3.5 |  | 3.5 | -7.11 |  | -7.11
2020-05-22 05:00 | LONG | LONG | BALP | 10.4 | -6.26 |  | -6.26 | -16.66 |  | -16.66 | 10.93 | -6.26 |  | -6.26 | -17.19 |  | -17.19 | 10.61 | -6.26 |  | -6.26 | -16.87 |  | -16.87
2020-05-22 06:00 | LONG | LONG | BALP | 10.4 | 1 |  | 1 | -9.4 |  | -9.4 | 10.93 | 1 |  | 1 | -9.93 |  | -9.93 | 10.61 | 1 |  | 1 | -9.61 |  | -9.61
2020-05-22 07:00 | SHORT | SHORT | VoAA | 10.4 | 48.1 | 48.1 |  | 58.5 | 58.5 |  | 10.93 | 29.05 | 29.05 |  | 39.98 | 39.98 |  | 10.61 | 35.59 | 35.59 |  | 46.2 | 46.2
2020-05-22 08:00 | SHORT | SHORT | BALP | 10.4 | 54.07 | 54.07 |  | 64.47 | 64.47 |  | 10.93 | 54.07 | 54.07 |  | 65 | 65 |  | 10.61 | 54.07 | 54.07 |  | 64.68 | 64.68
2020-05-22 09:00 | SHORT | SHORT | BALP | 10.4 | 52.9 | 52.9 |  | 63.3 | 63.3 |  | 10.93 | 52.9 | 52.9 |  | 63.83 | 63.83 |  | 10.61 | 52.9 | 52.9 |  | 63.51 | 63.51
2020-05-22 10:00 | LONG | LONG | BALP | 10.4 | 5 |  | 5 | -5.4 |  | -5.4 | 10.93 | 5 |  | 5 | -5.93 |  | -5.93 | 10.61 | 5 |  | 5 | -5.61 |  | -5.61
2020-05-22 11:00 | LONG | LONG | BALP | 10.4 | 5 |  | 5 | -5.4 |  | -5.4 | 10.93 | 5 |  | 5 | -5.93 |  | -5.93 | 10.61 | 5 |  | 5 | -5.61 |  | -5.61
2020-05-22 12:00 | SHORT | SHORT | BALP | 10.4 | 52.3 | 52.3 |  | 62.7 | 62.7 |  | 10.93 | 52.3 | 52.3 |  | 63.23 | 63.23 |  | 10.61 | 52.3 | 52.3 |  | 62.91 | 62.91
2020-05-22 13:00 | SHORT | LONG | BALP | 10.4 | 52.4 | 52.4 |  | 62.8 | 62.8 |  | 10.93 | 52.4 | 52.4 |  | 63.33 | 63.33 |  | 10.61 | 43.64 |  | 43.64 | 33.03 |  | 33.03
2020-05-22 14:00 | SHORT | SHORT | BALP | 10.4 | 50 | 50 |  | 60.4 | 60.4 |  | 10.93 | 50 | 50 |  | 60.93 | 60.93 |  | 10.61 | 50 | 50 |  | 60.61 | 60.61
2020-05-22 15:00 | LONG | LONG | BALP | 10.4 | 3 |  | 3 | -7.4 |  | -7.4 | 10.93 | 3 |  | 3 | -7.93 |  | -7.93 | 10.61 | 3 |  | 3 | -7.61 |  | -7.61
2020-05-22 16:00 | LONG | LONG | BALP | 10.4 | 2 |  | 2 | -8.4 |  | -8.4 | 10.93 | 2 |  | 2 | -8.93 |  | -8.93 | 10.61 | 2 |  | 2 | -8.61 |  | -8.61
2020-05-22 17:00 | LONG | LONG | BALP | 10.4 | 1 |  | 1 | -9.4 |  | -9.4 | 10.93 | 1 |  | 1 | -9.93 |  | -9.93 | 10.61 | 1 |  | 1 | -9.61 |  | -9.61
2020-05-22 18:00 | LONG | LONG | BALP | 10.4 | 1 |  | 1 | -9.4 |  | -9.4 | 10.93 | 1 |  | 1 | -9.93 |  | -9.93 | 10.61 | 1 |  | 1 | -9.61 |  | -9.61
2020-05-22 19:00 | LONG | LONG | BALP | 10.4 | 1.83 |  | 1.83 | -8.57 |  | -8.57 | 10.93 | 1.83 |  | 1.83 | -9.1 |  | -9.1 | 10.61 | 1.83 |  | 1.83 | -8.78 |  | -8.78
2020-05-22 20:00 | LONG | LONG | BALP | 10.4 | 3 |  | 3 | -7.4 |  | -7.4 | 10.93 | 3 |  | 3 | -7.93 |  | -7.93 | 10.61 | 3 |  | 3 | -7.61 |  | -7.61
2020-05-22 21:00 | LONG | LONG | BALP | 10.4 | 3 |  | 3 | -7.4 |  | -7.4 | 10.93 | 3 |  | 3 | -7.93 |  | -7.93 | 10.61 | 3 |  | 3 | -7.61 |  | -7.61
2020-05-22 22:00 | LONG | LONG | VoAA | 10.4 | 12 |  | 12 | 1.6 |  | 1.6 | 10.93 | 27.55 |  | 27.55 | 16.62 |  | 16.62 | 10.61 | 37.63 |  | 37.63 | 27.02 |  | 27.02
2020-05-22 23:00 | SHORT | SHORT | BALP | 10.4 | 80 | 80 |  | 90.4 | 90.4 |  | 10.93 | 80 | 80 |  | 90.93 | 90.93 |  | 10.61 | 80 | 80 |  | 90.61 | 90.61
2020-05-23 | SHORT | SHORT | BALP | 10.4 | 94 | 94 |  | 104.4 | 104.4 |  | 10.93 | 94 | 94 |  | 104.93 | 104.93 |  | 10.61 | 94 | 94 |  | 104.61 | 104.61
2020-05-23 01:00 | SHORT | SHORT | BALP | 10.4 | 93 | 93 |  | 103.4 | 103.4 |  | 10.93 | 93 | 93 |  | 103.93 | 103.93 |  | 10.61 | 93 | 93 |  | 103.61 | 103.61
2020-05-23 02:00 | SHORT | SHORT | BALP | 10.4 | 95 | 95 |  | 105.4 | 105.4 |  | 10.93 | 95 | 95 |  | 105.93 | 105.93 |  | 10.61 | 95 | 95 |  | 105.61 | 105.61
2020-05-23 03:00 | SHORT | SHORT | BALP | 10.4 | 95 | 95 |  | 105.4 | 105.4 |  | 10.93 | 95 | 95 |  | 105.93 | 105.93 |  | 10.61 | 95 | 95 |  | 105.61 | 105.61
2020-05-23 04:00 | SHORT | SHORT | BALP | 10.4 | 95 | 95 |  | 105.4 | 105.4 |  | 10.93 | 95 | 95 |  | 105.93 | 105.93 |  | 10.61 | 95 | 95 |  | 105.61 | 105.61
2020-05-23 05:00 | SHORT | SHORT | BALP | 10.4 | 95 | 95 |  | 105.4 | 105.4 |  | 10.93 | 95 | 95 |  | 105.93 | 105.93 |  | 10.61 | 95 | 95 |  | 105.61 | 105.61
2020-05-23 06:00 | SHORT | SHORT | BALP | 10.4 | 95 | 95 |  | 105.4 | 105.4 |  | 10.93 | 95 | 95 |  | 105.93 | 105.93 |  | 10.61 | 95 | 95 |  | 105.61 | 105.61
2020-05-23 07:00 | SHORT | SHORT | BALP | 10.4 | 95 | 95 |  | 105.4 | 105.4 |  | 10.93 | 95 | 95 |  | 105.93 | 105.93 |  | 10.61 | 95 | 95 |  | 105.61 | 105.61
2020-05-23 08:00 | SHORT | SHORT | VoAA | 10.4 | 42 | 42 |  | 52.4 | 52.4 |  | 10.93 | 12.25 | 12.25 |  | 23.18 | 23.18 |  | 10.61 | 3.96 | 3.96 |  | 14.57 | 14.57
2020-05-23 09:00 | SHORT | SHORT | VoAA | 10.4 | 43.1 | 43.1 |  | 53.5 | 53.5 |  | 10.93 | 21.56 | 21.56 |  | 32.49 | 32.49 |  | 10.61 | 33 | 33 |  | 43.61 | 43.61
2020-05-23 10:00 | LONG | LONG | BALP | 10.4 | 2 |  | 2 | -8.4 |  | -8.4 | 10.93 | 2 |  | 2 | -8.93 |  | -8.93 | 10.61 | 2 |  | 2 | -8.61 |  | -8.61
2020-05-23 11:00 | LONG | LONG | BALP | 10.4 | 5.12 |  | 5.12 | -5.28 |  | -5.28 | 10.93 | 5.12 |  | 5.12 | -5.81 |  | -5.81 | 10.61 | 5.12 |  | 5.12 | -5.49 |  | -5.49
2020-05-23 12:00 | LONG | LONG | BALP | 10.4 | 4.54 |  | 4.54 | -5.86 |  | -5.86 | 10.93 | 4.54 |  | 4.54 | -6.39 |  | -6.39 | 10.61 | 4.54 |  | 4.54 | -6.07 |  | -6.07
2020-05-23 13:00 | LONG | LONG | BALP | 10.4 | 3.91 |  | 3.91 | -6.49 |  | -6.49 | 10.93 | 3.91 |  | 3.91 | -7.02 |  | -7.02 | 10.61 | 3.91 |  | 3.91 | -6.7 |  | -6.7
2020-05-23 14:00 | LONG | LONG | BALP | 10.4 | 3.57 |  | 3.57 | -6.83 |  | -6.83 | 10.93 | 3.57 |  | 3.57 | -7.36 |  | -7.36 | 10.61 | 3.57 |  | 3.57 | -7.04 |  | -7.04
2020-05-23 15:00 | LONG | LONG | BALP | 10.4 | 0 |  | 0 | -10.4 |  | -10.4 | 10.93 | 0 |  | 0 | -10.93 |  | -10.93 | 10.61 | 0 |  | 0 | -10.61 |  | -10.61
2020-05-23 16:00 | LONG | LONG | VoAA | 10.4 | 0 |  | 0 | -10.4 |  | -10.4 | 10.93 | 20 |  | 20 | 9.07 |  | 9.07 | 10.61 | 33.08 |  | 33.08 | 22.47 |  | 22.47
2020-05-23 17:00 | LONG | LONG | BALP | 10.4 | 0 |  | 0 | -10.4 |  | -10.4 | 10.93 | 0 |  | 0 | -10.93 |  | -10.93 | 10.61 | 0 |  | 0 | -10.61 |  | -10.61
2020-05-23 18:00 | SHORT | SHORT | VoAA | 10.4 | 40 | 40 |  | 50.4 | 50.4 |  | 10.93 | 20 | 20 |  | 30.93 | 30.93 |  | 10.61 | 33.06 | 33.06 |  | 43.67 | 43.67
2020-05-23 19:00 | SHORT | SHORT | BALP | 10.4 | 11.85 | 11.85 |  | 22.25 | 22.25 |  | 10.93 | 11.85 | 11.85 |  | 22.78 | 22.78 |  | 10.61 | 11.85 | 11.85 |  | 22.46 | 22.46
2020-05-23 20:00 | SHORT | SHORT | BALP | 10.4 | 40 | 40 |  | 50.4 | 50.4 |  | 10.93 | 40 | 40 |  | 50.93 | 50.93 |  | 10.61 | 40 | 40 |  | 50.61 | 50.61
2020-05-23 21:00 | SHORT | SHORT | BALP | 10.4 | 40 | 40 |  | 50.4 | 50.4 |  | 10.93 | 40 | 40 |  | 50.93 | 50.93 |  | 10.61 | 40 | 40 |  | 50.61 | 50.61
2020-05-23 22:00 | SHORT | SHORT | BALP | 10.4 | 40 | 40 |  | 50.4 | 50.4 |  | 10.93 | 40 | 40 |  | 50.93 | 50.93 |  | 10.61 | 40 | 40 |  | 50.61 | 50.61
2020-05-23 23:00 | SHORT | SHORT | BALP | 10.4 | 40 | 40 |  | 50.4 | 50.4 |  | 10.93 | 40 | 40 |  | 50.93 | 50.93 |  | 10.61 | 40 | 40 |  | 50.61 | 50.61
2020-05-24 | LONG | LONG | VoAA | 10.4 | 0 |  | 0 | -10.4 |  | -10.4 | 10.93 | 20 |  | 20 | 9.07 |  | 9.07 | 10.61 | 10.02 |  | 10.02 | -0.59 |  | -0.59
2020-05-24 01:00 | LONG | LONG | VoAA | 10.4 | 0 |  | 0 | -10.4 |  | -10.4 | 10.93 | 5.8 |  | 5.8 | -5.13 |  | -5.13 | 10.61 | 1.84 |  | 1.84 | -8.77 |  | -8.77
2020-05-24 02:00 | SHORT | SHORT | BALP | 10.4 | 40 | 40 |  | 50.4 | 50.4 |  | 10.93 | 40 | 40 |  | 50.93 | 50.93 |  | 10.61 | 40 | 40 |  | 50.61 | 50.61
2020-05-24 03:00 | LONG | LONG | BALP | 10.4 | -0.46 |  | -0.46 | -10.86 |  | -10.86 | 10.93 | -0.46 |  | -0.46 | -11.39 |  | -11.39 | 10.61 | -0.46 |  | -0.46 | -11.07 |  | -11.07
2020-05-24 04:00 | LONG | LONG | VoAA | 10.4 | 0 |  | 0 | -10.4 |  | -10.4 | 10.93 | 5.47 |  | 5.47 | -5.46 |  | -5.46 | 10.61 | 1.15 |  | 1.15 | -9.46 |  | -9.46
2020-05-24 05:00 | LONG | LONG | VoAA | 10.4 | 0 |  | 0 | -10.4 |  | -10.4 | 10.93 | 5.48 |  | 5.48 | -5.45 |  | -5.45 | 10.61 | 0.94 |  | 0.94 | -9.67 |  | -9.67
2020-05-24 06:00 | SHORT | SHORT | VoAA | 10.4 | 11.11 | 11.11 |  | 21.51 | 21.51 |  | 10.93 | 5.56 | 5.56 |  | 16.49 | 16.49 |  | 10.61 | 0.95 | 0.95 |  | 11.56 | 11.56
2020-05-24 07:00 | SHORT | SHORT | VoAA | 10.4 | 11.32 | 11.32 |  | 21.72 | 21.72 |  | 10.93 | 5.66 | 5.66 |  | 16.59 | 16.59 |  | 10.61 | 1.11 | 1.11 |  | 11.72 | 11.72
2020-05-24 08:00 | LONG | LONG | VoAA | 10.4 | 0 |  | 0 | -10.4 |  | -10.4 | 10.93 | 5.87 |  | 5.87 | -5.06 |  | -5.06 | 10.61 | 1.32 |  | 1.32 | -9.29 |  | -9.29
2020-05-24 09:00 | SHORT | SHORT | VoAA | 10.4 | 14.07 | 14.07 |  | 24.47 | 24.47 |  | 10.93 | 7.04 | 7.04 |  | 17.97 | 17.97 |  | 10.61 | 1.74 | 1.74 |  | 12.35 | 12.35
2020-05-24 10:00 | SHORT | SHORT | BALP | 10.4 | 40 | 40 |  | 50.4 | 50.4 |  | 10.93 | 40 | 40 |  | 50.93 | 50.93 |  | 10.61 | 40 | 40 |  | 50.61 | 50.61
2020-05-24 11:00 | SHORT | SHORT | BALP | 10.4 | 60 | 60 |  | 70.4 | 70.4 |  | 10.93 | 60 | 60 |  | 70.93 | 70.93 |  | 10.61 | 60 | 60 |  | 70.61 | 70.61
2020-05-24 12:00 | SHORT | LONG | BALP | 10.4 | 60 | 60 |  | 70.4 | 70.4 |  | 10.93 | 60 | 60 |  | 70.93 | 70.93 |  | 10.61 | 4.07 |  | 4.07 | -6.54 |  | -6.54
2020-05-24 13:00 | LONG | LONG | VoAA | 10.4 | -21.31 |  | -21.31 | -31.71 |  | -31.71 | 10.93 | 9.35 |  | 9.35 | -1.58 |  | -1.58 | 10.61 | 4.02 |  | 4.02 | -6.59 |  | -6.59
2020-05-24 14:00 | LONG | LONG | BALP | 10.4 | 3.91 |  | 3.91 | -6.49 |  | -6.49 | 10.93 | 3.91 |  | 3.91 | -7.02 |  | -7.02 | 10.61 | 3.91 |  | 3.91 | -6.7 |  | -6.7
2020-05-24 15:00 | LONG | LONG | BALP | 10.4 | 3.75 |  | 3.75 | -6.65 |  | -6.65 | 10.93 | 3.75 |  | 3.75 | -7.18 |  | -7.18 | 10.61 | 3.75 |  | 3.75 | -6.86 |  | -6.86
2020-05-24 16:00 | LONG | LONG | BALP | 10.4 | 4.09 |  | 4.09 | -6.31 |  | -6.31 | 10.93 | 4.09 |  | 4.09 | -6.84 |  | -6.84 | 10.61 | 4.09 |  | 4.09 | -6.52 |  | -6.52
2020-05-24 17:00 | SHORT | SHORT | BALP | 10.4 | 50 | 50 |  | 60.4 | 60.4 |  | 10.93 | 50 | 50 |  | 60.93 | 60.93 |  | 10.61 | 50 | 50 |  | 60.61 | 60.61
2020-05-24 18:00 | SHORT | SHORT | VoAA | 10.4 | 40 | 40 |  | 50.4 | 50.4 |  | 10.93 | 9.35 | 9.35 |  | 20.28 | 20.28 |  | 10.61 | 6.57 | 6.57 |  | 17.18 | 17.18
2020-05-24 19:00 | SHORT | SHORT | VoAA | 10.4 | 40 | 40 |  | 50.4 | 50.4 |  | 10.93 | 9.35 | 9.35 |  | 20.28 | 20.28 |  | 10.61 | 9.72 | 9.72 |  | 20.33 | 20.33
2020-05-24 20:00 | SHORT | SHORT | BALP | 10.4 | 45.95 | 45.95 |  | 56.35 | 56.35 |  | 10.93 | 45.95 | 45.95 |  | 56.88 | 56.88 |  | 10.61 | 45.95 | 45.95 |  | 56.56 | 56.56
2020-05-24 21:00 | LONG | LONG | VoAA | 10.4 | -21.31 |  | -21.31 | -31.71 |  | -31.71 | 10.93 | 9.35 |  | 9.35 | -1.58 |  | -1.58 | 10.61 | 35.95 |  | 35.95 | 25.34 |  | 25.34
2020-05-24 22:00 | LONG | LONG | VoAA | 10.4 | -21.31 |  | -21.31 | -31.71 |  | -31.71 | 10.93 | 9.35 |  | 9.35 | -1.58 |  | -1.58 | 10.61 | 39.7 |  | 39.7 | 29.09 |  | 29.09
2020-05-24 23:00 | SHORT | SHORT | BALP | 10.4 | 95 | 95 |  | 105.4 | 105.4 |  | 10.93 | 95 | 95 |  | 105.93 | 105.93 |  | 10.61 | 95 | 95 |  | 105.61 | 105.61
2020-05-25 | SHORT | SHORT | BALP | 10.4 | 93 | 93 |  | 103.4 | 103.4 |  | 10.93 | 93 | 93 |  | 103.93 | 103.93 |  | 10.61 | 93 | 93 |  | 103.61 | 103.61
2020-05-25 01:00 | LONG | LONG | VoAA | 10.4 | 0 |  | 0 | -10.4 |  | -10.4 | 10.93 | 8.98 |  | 8.98 | -1.95 |  | -1.95 | 10.61 | 8.58 |  | 8.58 | -2.03 |  | -2.03
2020-05-25 02:00 | LONG | LONG | VoAA | 10.4 | 0 |  | 0 | -10.4 |  | -10.4 | 10.93 | 9.02 |  | 9.02 | -1.91 |  | -1.91 | 10.61 | 7.96 |  | 7.96 | -2.65 |  | -2.65
2020-05-25 03:00 | LONG | LONG | VoAA | 10.4 | 0 |  | 0 | -10.4 |  | -10.4 | 10.93 | 8.8 |  | 8.8 | -2.13 |  | -2.13 | 10.61 | 8.03 |  | 8.03 | -2.58 |  | -2.58
2020-05-25 04:00 | LONG | LONG | VoAA | 10.4 | 0 |  | 0 | -10.4 |  | -10.4 | 10.93 | 8.87 |  | 8.87 | -2.06 |  | -2.06 | 10.61 | 7.59 |  | 7.59 | -3.02 |  | -3.02
2020-05-25 05:00 | LONG | LONG | VoAA | 10.4 | 0 |  | 0 | -10.4 |  | -10.4 | 10.93 | 10.69 |  | 10.69 | -0.24 |  | -0.24 | 10.61 | 7.73 |  | 7.73 | -2.88 |  | -2.88
2020-05-25 06:00 | LONG | LONG | BALP | 10.4 | 0.1 |  | 0.1 | -10.3 |  | -10.3 | 10.93 | 0.1 |  | 0.1 | -10.83 |  | -10.83 | 10.61 | 0.1 |  | 0.1 | -10.51 |  | -10.51
2020-05-25 07:00 | LONG | LONG | BALP | 10.4 | 1.5 |  | 1.5 | -8.9 |  | -8.9 | 10.93 | 1.5 |  | 1.5 | -9.43 |  | -9.43 | 10.61 | 1.5 |  | 1.5 | -9.11 |  | -9.11
2020-05-25 08:00 | LONG | LONG | BALP | 10.4 | 5.2 |  | 5.2 | -5.2 |  | -5.2 | 10.93 | 5.2 |  | 5.2 | -5.73 |  | -5.73 | 10.61 | 5.2 |  | 5.2 | -5.41 |  | -5.41
2020-05-25 09:00 | SHORT | SHORT | BALP | 10.4 | 52.3 | 52.3 |  | 62.7 | 62.7 |  | 10.93 | 52.3 | 52.3 |  | 63.23 | 63.23 |  | 10.61 | 52.3 | 52.3 |  | 62.91 | 62.91
2020-05-25 10:00 | LONG | LONG | BALP | 10.4 | 42.3 |  | 42.3 | 31.9 |  | 31.9 | 10.93 | 42.3 |  | 42.3 | 31.37 |  | 31.37 | 10.61 | 42.3 |  | 42.3 | 31.69 |  | 31.69
2020-05-25 11:00 | LONG | LONG | BALP | 10.4 | 24 |  | 24 | 13.6 |  | 13.6 | 10.93 | 24 |  | 24 | 13.07 |  | 13.07 | 10.61 | 24 |  | 24 | 13.39 |  | 13.39
2020-05-25 12:00 | LONG | LONG | BALP | 10.4 | 24 |  | 24 | 13.6 |  | 13.6 | 10.93 | 24 |  | 24 | 13.07 |  | 13.07 | 10.61 | 24 |  | 24 | 13.39 |  | 13.39
2020-05-25 13:00 | LONG | LONG | BALP | 10.4 | 24 |  | 24 | 13.6 |  | 13.6 | 10.93 | 24 |  | 24 | 13.07 |  | 13.07 | 10.61 | 24 |  | 24 | 13.39 |  | 13.39
2020-05-25 14:00 | LONG | LONG | BALP | 10.4 | 24 |  | 24 | 13.6 |  | 13.6 | 10.93 | 24 |  | 24 | 13.07 |  | 13.07 | 10.61 | 24 |  | 24 | 13.39 |  | 13.39
2020-05-25 15:00 | LONG | LONG | BALP | 10.4 | 3 |  | 3 | -7.4 |  | -7.4 | 10.93 | 3 |  | 3 | -7.93 |  | -7.93 | 10.61 | 3 |  | 3 | -7.61 |  | -7.61
2020-05-25 16:00 | LONG | LONG | BALP | 10.4 | 3 |  | 3 | -7.4 |  | -7.4 | 10.93 | 3 |  | 3 | -7.93 |  | -7.93 | 10.61 | 3 |  | 3 | -7.61 |  | -7.61
2020-05-25 17:00 | LONG | LONG | BALP | 10.4 | 24 |  | 24 | 13.6 |  | 13.6 | 10.93 | 24 |  | 24 | 13.07 |  | 13.07 | 10.61 | 24 |  | 24 | 13.39 |  | 13.39
2020-05-25 18:00 | LONG | LONG | BALP | 10.4 | 27.45 |  | 27.45 | 17.05 |  | 17.05 | 10.93 | 27.45 |  | 27.45 | 16.52 |  | 16.52 | 10.61 | 27.45 |  | 27.45 | 16.84 |  | 16.84
2020-05-25 19:00 | LONG | LONG | BALP | 10.4 | 13 |  | 13 | 2.6 |  | 2.6 | 10.93 | 13 |  | 13 | 2.07 |  | 2.07 | 10.61 | 13 |  | 13 | 2.39 |  | 2.39
2020-05-25 20:00 | LONG | LONG | VoAA | 10.4 | 24 |  | 24 | 13.6 |  | 13.6 | 10.93 | 28.5 |  | 28.5 | 17.57 |  | 17.57 | 10.61 | 29.71 |  | 29.71 | 19.1 |  | 19.1
2020-05-25 21:00 | LONG | LONG | BALP | 10.4 | 8 |  | 8 | -2.4 |  | -2.4 | 10.93 | 8 |  | 8 | -2.93 |  | -2.93 | 10.61 | 8 |  | 8 | -2.61 |  | -2.61
2020-05-25 22:00 | LONG | LONG | VoAA | 10.4 | -2 |  | -2 | -12.4 |  | -12.4 | 10.93 | 19 |  | 19 | 8.07 |  | 8.07 | 10.61 | 32.06 |  | 32.06 | 21.45 |  | 21.45
2020-05-25 23:00 | LONG | LONG | BALP | 10.4 | 4 |  | 4 | -6.4 |  | -6.4 | 10.93 | 4 |  | 4 | -6.93 |  | -6.93 | 10.61 | 4 |  | 4 | -6.61 |  | -6.61
2020-05-26 | LONG | LONG | BALP | 10.4 | 4 |  | 4 | -6.4 |  | -6.4 | 10.93 | 4 |  | 4 | -6.93 |  | -6.93 | 10.61 | 4 |  | 4 | -6.61 |  | -6.61
2020-05-26 01:00 | LONG | LONG | BALP | 10.4 | 16.67 |  | 16.67 | 6.27 |  | 6.27 | 10.93 | 16.67 |  | 16.67 | 5.74 |  | 5.74 | 10.61 | 16.67 |  | 16.67 | 6.06 |  | 6.06
2020-05-26 02:00 | LONG | LONG | VoAA | 10.4 | 0 |  | 0 | -10.4 |  | -10.4 | 10.93 | 15.02 |  | 15.02 | 4.09 |  | 4.09 | 10.61 | 20.09 |  | 20.09 | 9.48 |  | 9.48
2020-05-26 03:00 | LONG | LONG | VoAA | 10.4 | 0 |  | 0 | -10.4 |  | -10.4 | 10.93 | 12.56 |  | 12.56 | 1.63 |  | 1.63 | 10.61 | 20.03 |  | 20.03 | 9.42 |  | 9.42
2020-05-26 04:00 | LONG | LONG | BALP | 10.4 | 6 |  | 6 | -4.4 |  | -4.4 | 10.93 | 6 |  | 6 | -4.93 |  | -4.93 | 10.61 | 6 |  | 6 | -4.61 |  | -4.61
2020-05-26 05:00 | LONG | LONG | VoAA | 10.4 | 10 |  | 10 | -0.4 |  | -0.4 | 10.93 | 21.53 |  | 21.53 | 10.6 |  | 10.6 | 10.61 | 14.36 |  | 14.36 | 3.75 |  | 3.75
2020-05-26 06:00 | LONG | LONG | BALP | 10.4 | 1.5 |  | 1.5 | -8.9 |  | -8.9 | 10.93 | 1.5 |  | 1.5 | -9.43 |  | -9.43 | 10.61 | 1.5 |  | 1.5 | -9.11 |  | -9.11
2020-05-26 07:00 | LONG | LONG | BALP | 10.4 | 2 |  | 2 | -8.4 |  | -8.4 | 10.93 | 2 |  | 2 | -8.93 |  | -8.93 | 10.61 | 2 |  | 2 | -8.61 |  | -8.61
2020-05-26 08:00 | LONG | LONG | BALP | 10.4 | 4.5 |  | 4.5 | -5.9 |  | -5.9 | 10.93 | 4.5 |  | 4.5 | -6.43 |  | -6.43 | 10.61 | 4.5 |  | 4.5 | -6.11 |  | -6.11
2020-05-26 09:00 | LONG | LONG | BALP | 10.4 | 16 |  | 16 | 5.6 |  | 5.6 | 10.93 | 16 |  | 16 | 5.07 |  | 5.07 | 10.61 | 16 |  | 16 | 5.39 |  | 5.39
2020-05-26 10:00 | LONG | LONG | BALP | 10.4 | 8 |  | 8 | -2.4 |  | -2.4 | 10.93 | 8 |  | 8 | -2.93 |  | -2.93 | 10.61 | 8 |  | 8 | -2.61 |  | -2.61
2020-05-26 11:00 | LONG | LONG | BALP | 10.4 | 8 |  | 8 | -2.4 |  | -2.4 | 10.93 | 8 |  | 8 | -2.93 |  | -2.93 | 10.61 | 8 |  | 8 | -2.61 |  | -2.61
2020-05-26 12:00 | LONG | LONG | BALP | 10.4 | 7 |  | 7 | -3.4 |  | -3.4 | 10.93 | 7 |  | 7 | -3.93 |  | -3.93 | 10.61 | 7 |  | 7 | -3.61 |  | -3.61
2020-05-26 13:00 | SHORT | SHORT | BALP | 10.4 | 95 | 95 |  | 105.4 | 105.4 |  | 10.93 | 95 | 95 |  | 105.93 | 105.93 |  | 10.61 | 95 | 95 |  | 105.61 | 105.61
2020-05-26 14:00 | LONG | LONG | BALP | 10.4 | 45.22 |  | 45.22 | 34.82 |  | 34.82 | 10.93 | 45.22 |  | 45.22 | 34.29 |  | 34.29 | 10.61 | 45.22 |  | 45.22 | 34.61 |  | 34.61
2020-05-26 15:00 | SHORT | LONG | BALP | 10.4 | 32.09 | 32.09 |  | 42.49 | 42.49 |  | 10.93 | 32.09 | 32.09 |  | 43.02 | 43.02 |  | 10.61 | 32.09 |  | 32.09 | 21.48 |  | 21.48
2020-05-26 16:00 | LONG | LONG | BALP | 10.4 | 30.71 |  | 30.71 | 20.31 |  | 20.31 | 10.93 | 30.71 |  | 30.71 | 19.78 |  | 19.78 | 10.61 | 30.71 |  | 30.71 | 20.1 |  | 20.1
2020-05-26 17:00 | LONG | LONG | BALP | 10.4 | 24 |  | 24 | 13.6 |  | 13.6 | 10.93 | 24 |  | 24 | 13.07 |  | 13.07 | 10.61 | 24 |  | 24 | 13.39 |  | 13.39
2020-05-26 18:00 | LONG | LONG | BALP | 10.4 | 24 |  | 24 | 13.6 |  | 13.6 | 10.93 | 24 |  | 24 | 13.07 |  | 13.07 | 10.61 | 24 |  | 24 | 13.39 |  | 13.39
2020-05-26 19:00 | LONG | LONG | VoAA | 10.4 | 24 |  | 24 | 13.6 |  | 13.6 | 10.93 | 36.15 |  | 36.15 | 25.22 |  | 25.22 | 10.61 | 41.09 |  | 41.09 | 30.48 |  | 30.48
2020-05-26 20:00 | LONG | LONG | VoAA | 10.4 | 46.3 |  | 46.3 | 35.9 |  | 35.9 | 10.93 | 40.45 |  | 40.45 | 29.52 |  | 29.52 | 10.61 | 46.34 |  | 46.34 | 35.73 |  | 35.73
2020-05-26 21:00 | SHORT | SHORT | VoAA | 10.4 | 28.5 | 28.5 |  | 38.9 | 38.9 |  | 10.93 | 26.25 | 26.25 |  | 37.18 | 37.18 |  | 10.61 | 24.6 | 24.6 |  | 35.21 | 35.21
2020-05-26 22:00 | LONG | LONG | BALP | 10.4 | 35.95 |  | 35.95 | 25.55 |  | 25.55 | 10.93 | 35.95 |  | 35.95 | 25.02 |  | 25.02 | 10.61 | 35.95 |  | 35.95 | 25.34 |  | 25.34
2020-05-26 23:00 | LONG | LONG | BALP | 10.4 | 10 |  | 10 | -0.4 |  | -0.4 | 10.93 | 10 |  | 10 | -0.93 |  | -0.93 | 10.61 | 10 |  | 10 | -0.61 |  | -0.61
2020-05-27 | LONG | LONG | BALP | 10.4 | -11.39 |  | -11.39 | -21.79 |  | -21.79 | 10.93 | -11.39 |  | -11.39 | -22.32 |  | -22.32 | 10.61 | -11.39 |  | -11.39 | -22 |  | -22
2020-05-27 01:00 | LONG | LONG | BALP | 10.4 | 0 |  | 0 | -10.4 |  | -10.4 | 10.93 | 0 |  | 0 | -10.93 |  | -10.93 | 10.61 | 0 |  | 0 | -10.61 |  | -10.61
2020-05-27 02:00 | LONG | LONG | VoAA | 10.4 | 0 |  | 0 | -10.4 |  | -10.4 | 10.93 | 6.57 |  | 6.57 | -4.36 |  | -4.36 | 10.61 | 4.08 |  | 4.08 | -6.53 |  | -6.53
2020-05-27 03:00 | LONG | LONG | BALP | 10.4 | -1 |  | -1 | -11.4 |  | -11.4 | 10.93 | -1 |  | -1 | -11.93 |  | -11.93 | 10.61 | -1 |  | -1 | -11.61 |  | -11.61
2020-05-27 04:00 | LONG | LONG | BALP | 10.4 | -1.83 |  | -1.83 | -12.23 |  | -12.23 | 10.93 | -1.83 |  | -1.83 | -12.76 |  | -12.76 | 10.61 | -1.83 |  | -1.83 | -12.44 |  | -12.44
2020-05-27 05:00 | LONG | LONG | BALP | 10.4 | -2 |  | -2 | -12.4 |  | -12.4 | 10.93 | -2 |  | -2 | -12.93 |  | -12.93 | 10.61 | -2 |  | -2 | -12.61 |  | -12.61
2020-05-27 06:00 | LONG | LONG | BALP | 10.4 | -2 |  | -2 | -12.4 |  | -12.4 | 10.93 | -2 |  | -2 | -12.93 |  | -12.93 | 10.61 | -2 |  | -2 | -12.61 |  | -12.61
2020-05-27 07:00 | LONG | LONG | BALP | 10.4 | 0 |  | 0 | -10.4 |  | -10.4 | 10.93 | 0 |  | 0 | -10.93 |  | -10.93 | 10.61 | 0 |  | 0 | -10.61 |  | -10.61
2020-05-27 08:00 | LONG | LONG | BALP | 10.4 | 10 |  | 10 | -0.4 |  | -0.4 | 10.93 | 10 |  | 10 | -0.93 |  | -0.93 | 10.61 | 10 |  | 10 | -0.61 |  | -0.61
2020-05-27 09:00 | LONG | LONG | BALP | 10.4 | 46.5 |  | 46.5 | 36.1 |  | 36.1 | 10.93 | 46.5 |  | 46.5 | 35.57 |  | 35.57 | 10.61 | 46.5 |  | 46.5 | 35.89 |  | 35.89
2020-05-27 10:00 | LONG | LONG | VoAA | 10.4 | 46.5 |  | 46.5 | 36.1 |  | 36.1 | 10.93 | 51.86 |  | 51.86 | 40.93 |  | 40.93 | 10.61 | 48.56 |  | 48.56 | 37.95 |  | 37.95
2020-05-27 11:00 | LONG | LONG | VoAA | 10.4 | 46.5 |  | 46.5 | 36.1 |  | 36.1 | 10.93 | 51.6 |  | 51.6 | 40.67 |  | 40.67 | 10.61 | 47.22 |  | 47.22 | 36.61 |  | 36.61
2020-05-27 12:00 | SHORT | SHORT | VoAA | 10.4 | 55 | 55 |  | 65.4 | 65.4 |  | 10.93 | 50.75 | 50.75 |  | 61.68 | 61.68 |  | 10.61 | 47.11 | 47.11 |  | 57.72 | 57.72
2020-05-27 13:00 | LONG | LONG | BALP | 10.4 | 22.04 |  | 22.04 | 11.64 |  | 11.64 | 10.93 | 22.04 |  | 22.04 | 11.11 |  | 11.11 | 10.61 | 22.04 |  | 22.04 | 11.43 |  | 11.43
2020-05-27 14:00 | LONG | LONG | BALP | 10.4 | 10 |  | 10 | -0.4 |  | -0.4 | 10.93 | 10 |  | 10 | -0.93 |  | -0.93 | 10.61 | 10 |  | 10 | -0.61 |  | -0.61
2020-05-27 15:00 | SHORT | SHORT | BALP | 10.4 | 37.6 | 37.6 |  | 48 | 48 |  | 10.93 | 37.6 | 37.6 |  | 48.53 | 48.53 |  | 10.61 | 37.6 | 37.6 |  | 48.21 | 48.21
2020-05-27 16:00 | SHORT | SHORT | BALP | 10.4 | 28.66 | 28.66 |  | 39.06 | 39.06 |  | 10.93 | 28.66 | 28.66 |  | 39.59 | 39.59 |  | 10.61 | 28.66 | 28.66 |  | 39.27 | 39.27
2020-05-27 17:00 | SHORT | SHORT | BALP | 10.4 | 26.79 | 26.79 |  | 37.19 | 37.19 |  | 10.93 | 26.79 | 26.79 |  | 37.72 | 37.72 |  | 10.61 | 26.79 | 26.79 |  | 37.4 | 37.4
2020-05-27 18:00 | LONG | LONG | BALP | 10.4 | 21.4 |  | 21.4 | 11 |  | 11 | 10.93 | 21.4 |  | 21.4 | 10.47 |  | 10.47 | 10.61 | 21.4 |  | 21.4 | 10.79 |  | 10.79
2020-05-27 19:00 | LONG | LONG | BALP | 10.4 | 22.76 |  | 22.76 | 12.36 |  | 12.36 | 10.93 | 22.76 |  | 22.76 | 11.83 |  | 11.83 | 10.61 | 22.76 |  | 22.76 | 12.15 |  | 12.15
2020-05-27 20:00 | LONG | LONG | BALP | 10.4 | 45.03 |  | 45.03 | 34.63 |  | 34.63 | 10.93 | 45.03 |  | 45.03 | 34.1 |  | 34.1 | 10.61 | 45.03 |  | 45.03 | 34.42 |  | 34.42
2020-05-27 21:00 | LONG | LONG | BALP | 10.4 | 7.59 |  | 7.59 | -2.81 |  | -2.81 | 10.93 | 7.59 |  | 7.59 | -3.34 |  | -3.34 | 10.61 | 7.59 |  | 7.59 | -3.02 |  | -3.02
2020-05-27 22:00 | LONG | LONG | VoAA | 10.4 | 12.02 |  | 12.02 | 1.62 |  | 1.62 | 10.93 | 30.26 |  | 30.26 | 19.33 |  | 19.33 | 10.61 | 41.98 |  | 41.98 | 31.37 |  | 31.37
2020-05-27 23:00 | SHORT | SHORT | BALP | 10.4 | 52.5 | 52.5 |  | 62.9 | 62.9 |  | 10.93 | 52.5 | 52.5 |  | 63.43 | 63.43 |  | 10.61 | 52.5 | 52.5 |  | 63.11 | 63.11
2020-05-28 | LONG | LONG | VoAA | 10.4 | 10 |  | 10 | -0.4 |  | -0.4 | 10.93 | 20.02 |  | 20.02 | 9.09 |  | 9.09 | 10.61 | 14.7 |  | 14.7 | 4.09 |  | 4.09
2020-05-28 01:00 | LONG | LONG | VoAA | 10.4 | 0 |  | 0 | -10.4 |  | -10.4 | 10.93 | 5.75 |  | 5.75 | -5.18 |  | -5.18 | 10.61 | 20.03 |  | 20.03 | 9.42 |  | 9.42
2020-05-28 02:00 | LONG | LONG | VoAA | 10.4 | 0 |  | 0 | -10.4 |  | -10.4 | 10.93 | 5.75 |  | 5.75 | -5.18 |  | -5.18 | 10.61 | 1.5 |  | 1.5 | -9.11 |  | -9.11
2020-05-28 03:00 | LONG | LONG | BALP | 10.4 | -1.84 |  | -1.84 | -12.24 |  | -12.24 | 10.93 | -1.84 |  | -1.84 | -12.77 |  | -12.77 | 10.61 | -1.84 |  | -1.84 | -12.45 |  | -12.45
2020-05-28 04:00 | LONG | LONG | BALP | 10.4 | -1.84 |  | -1.84 | -12.24 |  | -12.24 | 10.93 | -1.84 |  | -1.84 | -12.77 |  | -12.77 | 10.61 | -1.84 |  | -1.84 | -12.45 |  | -12.45
2020-05-28 05:00 | LONG | LONG | BALP | 10.4 | -1.5 |  | -1.5 | -11.9 |  | -11.9 | 10.93 | -1.5 |  | -1.5 | -12.43 |  | -12.43 | 10.61 | -1.5 |  | -1.5 | -12.11 |  | -12.11
2020-05-28 06:00 | LONG | LONG | BALP | 10.4 | -1.5 |  | -1.5 | -11.9 |  | -11.9 | 10.93 | -1.5 |  | -1.5 | -12.43 |  | -12.43 | 10.61 | -1.5 |  | -1.5 | -12.11 |  | -12.11
2020-05-28 07:00 | LONG | LONG | BALP | 10.4 | 0.46 |  | 0.46 | -9.94 |  | -9.94 | 10.93 | 0.46 |  | 0.46 | -10.47 |  | -10.47 | 10.61 | 0.46 |  | 0.46 | -10.15 |  | -10.15
2020-05-28 08:00 | LONG | LONG | BALP | 10.4 | 13 |  | 13 | 2.6 |  | 2.6 | 10.93 | 13 |  | 13 | 2.07 |  | 2.07 | 10.61 | 13 |  | 13 | 2.39 |  | 2.39
2020-05-28 09:00 | LONG | LONG | BALP | 10.4 | 47.31 |  | 47.31 | 36.91 |  | 36.91 | 10.93 | 47.31 |  | 47.31 | 36.38 |  | 36.38 | 10.61 | 47.31 |  | 47.31 | 36.7 |  | 36.7
2020-05-28 10:00 | LONG | LONG | BALP | 10.4 | 10 |  | 10 | -0.4 |  | -0.4 | 10.93 | 10 |  | 10 | -0.93 |  | -0.93 | 10.61 | 10 |  | 10 | -0.61 |  | -0.61
2020-05-28 11:00 | LONG | LONG | BALP | 10.4 | 6 |  | 6 | -4.4 |  | -4.4 | 10.93 | 6 |  | 6 | -4.93 |  | -4.93 | 10.61 | 6 |  | 6 | -4.61 |  | -4.61
2020-05-28 12:00 | LONG | LONG | BALP | 10.4 | 17 |  | 17 | 6.6 |  | 6.6 | 10.93 | 17 |  | 17 | 6.07 |  | 6.07 | 10.61 | 17 |  | 17 | 6.39 |  | 6.39
2020-05-28 13:00 | LONG | LONG | BALP | 10.4 | 10 |  | 10 | -0.4 |  | -0.4 | 10.93 | 10 |  | 10 | -0.93 |  | -0.93 | 10.61 | 10 |  | 10 | -0.61 |  | -0.61
2020-05-28 14:00 | LONG | LONG | BALP | 10.4 | 10 |  | 10 | -0.4 |  | -0.4 | 10.93 | 10 |  | 10 | -0.93 |  | -0.93 | 10.61 | 10 |  | 10 | -0.61 |  | -0.61
2020-05-28 15:00 | LONG | LONG | BALP | 10.4 | 25.77 |  | 25.77 | 15.37 |  | 15.37 | 10.93 | 25.77 |  | 25.77 | 14.84 |  | 14.84 | 10.61 | 25.77 |  | 25.77 | 15.16 |  | 15.16
2020-05-28 16:00 | LONG | LONG | BALP | 10.4 | 19.93 |  | 19.93 | 9.53 |  | 9.53 | 10.93 | 19.93 |  | 19.93 | 9 |  | 9 | 10.61 | 19.93 |  | 19.93 | 9.32 |  | 9.32
2020-05-28 17:00 | LONG | LONG | BALP | 10.4 | 16.42 |  | 16.42 | 6.02 |  | 6.02 | 10.93 | 16.42 |  | 16.42 | 5.49 |  | 5.49 | 10.61 | 16.42 |  | 16.42 | 5.81 |  | 5.81
2020-05-28 18:00 | SHORT | SHORT | BALP | 10.4 | 52.6 | 52.6 |  | 63 | 63 |  | 10.93 | 52.6 | 52.6 |  | 63.53 | 63.53 |  | 10.61 | 52.6 | 52.6 |  | 63.21 | 63.21
2020-05-28 19:00 | SHORT | SHORT | BALP | 10.4 | 48.6 | 48.6 |  | 59 | 59 |  | 10.93 | 48.6 | 48.6 |  | 59.53 | 59.53 |  | 10.61 | 48.6 | 48.6 |  | 59.21 | 59.21
2020-05-28 20:00 | SHORT | SHORT | BALP | 10.4 | 48.6 | 48.6 |  | 59 | 59 |  | 10.93 | 48.6 | 48.6 |  | 59.53 | 59.53 |  | 10.61 | 48.6 | 48.6 |  | 59.21 | 59.21
2020-05-28 21:00 | LONG | LONG | BALP | 10.4 | 10 |  | 10 | -0.4 |  | -0.4 | 10.93 | 10 |  | 10 | -0.93 |  | -0.93 | 10.61 | 10 |  | 10 | -0.61 |  | -0.61
2020-05-28 22:00 | LONG | LONG | BALP | 10.4 | 10 |  | 10 | -0.4 |  | -0.4 | 10.93 | 10 |  | 10 | -0.93 |  | -0.93 | 10.61 | 10 |  | 10 | -0.61 |  | -0.61
2020-05-28 23:00 | LONG | LONG | BALP | 10.4 | 16.91 |  | 16.91 | 6.51 |  | 6.51 | 10.93 | 16.91 |  | 16.91 | 5.98 |  | 5.98 | 10.61 | 16.91 |  | 16.91 | 6.3 |  | 6.3
2020-05-29 | LONG | LONG | BALP | 10.4 | 1.84 |  | 1.84 | -8.56 |  | -8.56 | 10.93 | 1.84 |  | 1.84 | -9.09 |  | -9.09 | 10.61 | 1.84 |  | 1.84 | -8.77 |  | -8.77
2020-05-29 01:00 | SHORT | SHORT | BALP | 10.4 | 95 | 95 |  | 105.4 | 105.4 |  | 10.93 | 95 | 95 |  | 105.93 | 105.93 |  | 10.61 | 95 | 95 |  | 105.61 | 105.61
2020-05-29 02:00 | SHORT | LONG | BALP | 10.4 | 62.2 | 62.2 |  | 72.6 | 72.6 |  | 10.93 | 62.2 | 62.2 |  | 73.13 | 73.13 |  | 10.61 | 2.59 |  | 2.59 | -8.02 |  | -8.02
2020-05-29 03:00 | LONG | LONG | VoAA | 10.4 | 0 |  | 0 | -10.4 |  | -10.4 | 10.93 | 5 |  | 5 | -5.93 |  | -5.93 | 10.61 | 2.08 |  | 2.08 | -8.53 |  | -8.53
2020-05-29 04:00 | LONG | LONG | VoAA | 10.4 | 0 |  | 0 | -10.4 |  | -10.4 | 10.93 | 5 |  | 5 | -5.93 |  | -5.93 | 10.61 | 2.24 |  | 2.24 | -8.37 |  | -8.37
2020-05-29 05:00 | LONG | LONG | BALP | 10.4 | -19.35 |  | -19.35 | -29.75 |  | -29.75 | 10.93 | -19.35 |  | -19.35 | -30.28 |  | -30.28 | 10.61 | -19.35 |  | -19.35 | -29.96 |  | -29.96
2020-05-29 06:00 | LONG | LONG | VoAA | 10.4 | 0 |  | 0 | -10.4 |  | -10.4 | 10.93 | 5 |  | 5 | -5.93 |  | -5.93 | 10.61 | 12.08 |  | 12.08 | 1.47 |  | 1.47
2020-05-29 07:00 | SHORT | SHORT | BALP | 10.4 | 95 | 95 |  | 105.4 | 105.4 |  | 10.93 | 95 | 95 |  | 105.93 | 105.93 |  | 10.61 | 95 | 95 |  | 105.61 | 105.61
2020-05-29 08:00 | SHORT | SHORT | BALP | 10.4 | 95 | 95 |  | 105.4 | 105.4 |  | 10.93 | 95 | 95 |  | 105.93 | 105.93 |  | 10.61 | 95 | 95 |  | 105.61 | 105.61
2020-05-29 09:00 | LONG | LONG | BALP | 10.4 | 30.92 |  | 30.92 | 20.52 |  | 20.52 | 10.93 | 30.92 |  | 30.92 | 19.99 |  | 19.99 | 10.61 | 30.92 |  | 30.92 | 20.31 |  | 20.31
2020-05-29 10:00 | LONG | LONG | BALP | 10.4 | 24 |  | 24 | 13.6 |  | 13.6 | 10.93 | 24 |  | 24 | 13.07 |  | 13.07 | 10.61 | 24 |  | 24 | 13.39 |  | 13.39
2020-05-29 11:00 | LONG | LONG | VoAA | 10.4 | 24 |  | 24 | 13.6 |  | 13.6 | 10.93 | 17 |  | 17 | 6.07 |  | 6.07 | 10.61 | 40.03 |  | 40.03 | 29.42 |  | 29.42
2020-05-29 12:00 | LONG | LONG | BALP | 10.4 | 24 |  | 24 | 13.6 |  | 13.6 | 10.93 | 24 |  | 24 | 13.07 |  | 13.07 | 10.61 | 24 |  | 24 | 13.39 |  | 13.39
2020-05-29 13:00 | SHORT | SHORT | BALP | 10.4 | 39.45 | 39.45 |  | 49.85 | 49.85 |  | 10.93 | 39.45 | 39.45 |  | 50.38 | 50.38 |  | 10.61 | 39.45 | 39.45 |  | 50.06 | 50.06
2020-05-29 14:00 | LONG | LONG | BALP | 10.4 | 29.88 |  | 29.88 | 19.48 |  | 19.48 | 10.93 | 29.88 |  | 29.88 | 18.95 |  | 18.95 | 10.61 | 29.88 |  | 29.88 | 19.27 |  | 19.27
2020-05-29 15:00 | SHORT | SHORT | BALP | 10.4 | 30.9 | 30.9 |  | 41.3 | 41.3 |  | 10.93 | 30.9 | 30.9 |  | 41.83 | 41.83 |  | 10.61 | 30.9 | 30.9 |  | 41.51 | 41.51
2020-05-29 16:00 | SHORT | SHORT | BALP | 10.4 | 20.99 | 20.99 |  | 31.39 | 31.39 |  | 10.93 | 20.99 | 20.99 |  | 31.92 | 31.92 |  | 10.61 | 20.99 | 20.99 |  | 31.6 | 31.6
2020-05-29 17:00 | SHORT | SHORT | BALP | 10.4 | 26.7 | 26.7 |  | 37.1 | 37.1 |  | 10.93 | 26.7 | 26.7 |  | 37.63 | 37.63 |  | 10.61 | 26.7 | 26.7 |  | 37.31 | 37.31
2020-05-29 18:00 | SHORT | SHORT | BALP | 10.4 | 45 | 45 |  | 55.4 | 55.4 |  | 10.93 | 45 | 45 |  | 55.93 | 55.93 |  | 10.61 | 45 | 45 |  | 55.61 | 55.61
2020-05-29 19:00 | SHORT | SHORT | BALP | 10.4 | 35 | 35 |  | 45.4 | 45.4 |  | 10.93 | 35 | 35 |  | 45.93 | 45.93 |  | 10.61 | 35 | 35 |  | 45.61 | 45.61
2020-05-29 20:00 | SHORT | SHORT | BALP | 10.4 | 35 | 35 |  | 45.4 | 45.4 |  | 10.93 | 35 | 35 |  | 45.93 | 45.93 |  | 10.61 | 35 | 35 |  | 45.61 | 45.61
2020-05-29 21:00 | SHORT | SHORT | BALP | 10.4 | 36 | 36 |  | 46.4 | 46.4 |  | 10.93 | 36 | 36 |  | 46.93 | 46.93 |  | 10.61 | 36 | 36 |  | 46.61 | 46.61
2020-05-29 22:00 | SHORT | SHORT | BALP | 10.4 | 52.2 | 52.2 |  | 62.6 | 62.6 |  | 10.93 | 52.2 | 52.2 |  | 63.13 | 63.13 |  | 10.61 | 52.2 | 52.2 |  | 62.81 | 62.81
2020-05-29 23:00 | SHORT | SHORT | BALP | 10.4 | 60 | 60 |  | 70.4 | 70.4 |  | 10.93 | 60 | 60 |  | 70.93 | 70.93 |  | 10.61 | 60 | 60 |  | 70.61 | 70.61
2020-05-30 | SHORT | SHORT | BALP | 10.4 | 60 | 60 |  | 70.4 | 70.4 |  | 10.93 | 60 | 60 |  | 70.93 | 70.93 |  | 10.61 | 60 | 60 |  | 70.61 | 70.61
2020-05-30 01:00 | LONG | LONG | BALP | 10.4 | 1 |  | 1 | -9.4 |  | -9.4 | 10.93 | 1 |  | 1 | -9.93 |  | -9.93 | 10.61 | 1 |  | 1 | -9.61 |  | -9.61
2020-05-30 02:00 | LONG | LONG | BALP | 10.4 | 0.95 |  | 0.95 | -9.45 |  | -9.45 | 10.93 | 0.95 |  | 0.95 | -9.98 |  | -9.98 | 10.61 | 0.95 |  | 0.95 | -9.66 |  | -9.66
2020-05-30 03:00 | LONG | LONG | BALP | 10.4 | -13.34 |  | -13.34 | -23.74 |  | -23.74 | 10.93 | -13.34 |  | -13.34 | -24.27 |  | -24.27 | 10.61 | -13.34 |  | -13.34 | -23.95 |  | -23.95
2020-05-30 04:00 | LONG | LONG | BALP | 10.4 | -13.34 |  | -13.34 | -23.74 |  | -23.74 | 10.93 | -13.34 |  | -13.34 | -24.27 |  | -24.27 | 10.61 | -13.34 |  | -13.34 | -23.95 |  | -23.95
2020-05-30 05:00 | LONG | LONG | BALP | 10.4 | -13.34 |  | -13.34 | -23.74 |  | -23.74 | 10.93 | -13.34 |  | -13.34 | -24.27 |  | -24.27 | 10.61 | -13.34 |  | -13.34 | -23.95 |  | -23.95
2020-05-30 06:00 | LONG | LONG | BALP | 10.4 | 0 |  | 0 | -10.4 |  | -10.4 | 10.93 | 0 |  | 0 | -10.93 |  | -10.93 | 10.61 | 0 |  | 0 | -10.61 |  | -10.61
2020-05-30 07:00 | SHORT | SHORT | BALP | 10.4 | 3.78 | 3.78 |  | 14.18 | 14.18 |  | 10.93 | 3.78 | 3.78 |  | 14.71 | 14.71 |  | 10.61 | 3.78 | 3.78 |  | 14.39 | 14.39
2020-05-30 08:00 | LONG | LONG | BALP | 10.4 | 6.71 |  | 6.71 | -3.69 |  | -3.69 | 10.93 | 6.71 |  | 6.71 | -4.22 |  | -4.22 | 10.61 | 6.71 |  | 6.71 | -3.9 |  | -3.9
2020-05-30 09:00 | LONG | LONG | BALP | 10.4 | 17.52 |  | 17.52 | 7.12 |  | 7.12 | 10.93 | 17.52 |  | 17.52 | 6.59 |  | 6.59 | 10.61 | 17.52 |  | 17.52 | 6.91 |  | 6.91
2020-05-30 10:00 | LONG | LONG | BALP | 10.4 | 11.71 |  | 11.71 | 1.31 |  | 1.31 | 10.93 | 11.71 |  | 11.71 | 0.78 |  | 0.78 | 10.61 | 11.71 |  | 11.71 | 1.1 |  | 1.1
2020-05-30 11:00 | LONG | LONG | BALP | 10.4 | 0.01 |  | 0.01 | -10.39 |  | -10.39 | 10.93 | 0.01 |  | 0.01 | -10.92 |  | -10.92 | 10.61 | 0.01 |  | 0.01 | -10.6 |  | -10.6
2020-05-30 12:00 | LONG | LONG | BALP | 10.4 | 0.01 |  | 0.01 | -10.39 |  | -10.39 | 10.93 | 0.01 |  | 0.01 | -10.92 |  | -10.92 | 10.61 | 0.01 |  | 0.01 | -10.6 |  | -10.6
2020-05-30 13:00 | LONG | LONG | BALP | 10.4 | 0 |  | 0 | -10.4 |  | -10.4 | 10.93 | 0 |  | 0 | -10.93 |  | -10.93 | 10.61 | 0 |  | 0 | -10.61 |  | -10.61
2020-05-30 14:00 | LONG | LONG | BALP | 10.4 | 0 |  | 0 | -10.4 |  | -10.4 | 10.93 | 0 |  | 0 | -10.93 |  | -10.93 | 10.61 | 0 |  | 0 | -10.61 |  | -10.61
2020-05-30 15:00 | LONG | LONG | BALP | 10.4 | -167.51 |  | -167.51 | -177.91 |  | -177.91 | 10.93 | -167.51 |  | -167.51 | -178.44 |  | -178.44 | 10.61 | -167.51 |  | -167.51 | -178.12 |  | -178.12
2020-05-30 16:00 | LONG | LONG | BALP | 10.4 | -1 |  | -1 | -11.4 |  | -11.4 | 10.93 | -1 |  | -1 | -11.93 |  | -11.93 | 10.61 | -1 |  | -1 | -11.61 |  | -11.61
2020-05-30 17:00 | LONG | LONG | BALP | 10.4 | 0 |  | 0 | -10.4 |  | -10.4 | 10.93 | 0 |  | 0 | -10.93 |  | -10.93 | 10.61 | 0 |  | 0 | -10.61 |  | -10.61
2020-05-30 18:00 | LONG | LONG | BALP | 10.4 | 0 |  | 0 | -10.4 |  | -10.4 | 10.93 | 0 |  | 0 | -10.93 |  | -10.93 | 10.61 | 0 |  | 0 | -10.61 |  | -10.61
2020-05-30 19:00 | LONG | LONG | BALP | 10.4 | 0.5 |  | 0.5 | -9.9 |  | -9.9 | 10.93 | 0.5 |  | 0.5 | -10.43 |  | -10.43 | 10.61 | 0.5 |  | 0.5 | -10.11 |  | -10.11
2020-05-30 20:00 | LONG | LONG | BALP | 10.4 | 2.42 |  | 2.42 | -7.98 |  | -7.98 | 10.93 | 2.42 |  | 2.42 | -8.51 |  | -8.51 | 10.61 | 2.42 |  | 2.42 | -8.19 |  | -8.19
2020-05-30 21:00 | LONG | LONG | BALP | 10.4 | 14.98 |  | 14.98 | 4.58 |  | 4.58 | 10.93 | 14.98 |  | 14.98 | 4.05 |  | 4.05 | 10.61 | 14.98 |  | 14.98 | 4.37 |  | 4.37
2020-05-30 22:00 | SHORT | SHORT | VoAA | 10.4 | 13.51 | 13.51 |  | 23.91 | 23.91 |  | 10.93 | -77 | -77 |  | -66.07 | -66.07 |  | 10.61 | 14.93 | 14.93 |  | 25.54 | 25.54
2020-05-30 23:00 | SHORT | SHORT | BALP | 10.4 | 62.2 | 62.2 |  | 72.6 | 72.6 |  | 10.93 | 62.2 | 62.2 |  | 73.13 | 73.13 |  | 10.61 | 62.2 | 62.2 |  | 72.81 | 72.81
2020-05-31 | SHORT | SHORT | VoAA | 10.4 | 25 | 25 |  | 35.4 | 35.4 |  | 10.93 | -71.26 | -71.26 |  | -60.33 | -60.33 |  | 10.61 | 1.87 | 1.87 |  | 12.48 | 12.48
2020-05-31 01:00 | SHORT | SHORT | BALP | 10.4 | 2.33 | 2.33 |  | 12.73 | 12.73 |  | 10.93 | 2.33 | 2.33 |  | 13.26 | 13.26 |  | 10.61 | 2.33 | 2.33 |  | 12.94 | 12.94
2020-05-31 02:00 | LONG | LONG | VoAA | 10.4 | -167.51 |  | -167.51 | -177.91 |  | -177.91 | 10.93 | -78.76 |  | -78.76 | -89.69 |  | -89.69 | 10.61 | 2.06 |  | 2.06 | -8.55 |  | -8.55
2020-05-31 03:00 | SHORT | SHORT | BALP | 10.4 | 25 | 25 |  | 35.4 | 35.4 |  | 10.93 | 25 | 25 |  | 35.93 | 35.93 |  | 10.61 | 25 | 25 |  | 35.61 | 35.61
2020-05-31 04:00 | LONG | LONG | VoAA | 10.4 | 0 |  | 0 | -10.4 |  | -10.4 | 10.93 | 12.5 |  | 12.5 | 1.57 |  | 1.57 | 10.61 | 1.91 |  | 1.91 | -8.7 |  | -8.7
2020-05-31 05:00 | SHORT | SHORT | VoAA | 10.4 | 5 | 5 |  | 15.4 | 15.4 |  | 10.93 | 2.5 | 2.5 |  | 13.43 | 13.43 |  | 10.61 | 1.76 | 1.76 |  | 12.37 | 12.37
2020-05-31 06:00 | SHORT | SHORT | BALP | 10.4 | 25 | 25 |  | 35.4 | 35.4 |  | 10.93 | 25 | 25 |  | 35.93 | 35.93 |  | 10.61 | 25 | 25 |  | 35.61 | 35.61
2020-05-31 07:00 | SHORT | SHORT | BALP | 10.4 | 25 | 25 |  | 35.4 | 35.4 |  | 10.93 | 25 | 25 |  | 35.93 | 35.93 |  | 10.61 | 25 | 25 |  | 35.61 | 35.61
2020-05-31 08:00 | SHORT | SHORT | BALP | 10.4 | 25 | 25 |  | 35.4 | 35.4 |  | 10.93 | 25 | 25 |  | 35.93 | 35.93 |  | 10.61 | 25 | 25 |  | 35.61 | 35.61
2020-05-31 09:00 | LONG | LONG | BALP | 10.4 | 0.46 |  | 0.46 | -9.94 |  | -9.94 | 10.93 | 0.46 |  | 0.46 | -10.47 |  | -10.47 | 10.61 | 0.46 |  | 0.46 | -10.15 |  | -10.15
2020-05-31 10:00 | LONG | LONG | BALP | 10.4 | 0 |  | 0 | -10.4 |  | -10.4 | 10.93 | 0 |  | 0 | -10.93 |  | -10.93 | 10.61 | 0 |  | 0 | -10.61 |  | -10.61
2020-05-31 11:00 | LONG | LONG | BALP | 10.4 | 0 |  | 0 | -10.4 |  | -10.4 | 10.93 | 0 |  | 0 | -10.93 |  | -10.93 | 10.61 | 0 |  | 0 | -10.61 |  | -10.61
2020-05-31 12:00 | LONG | LONG | BALP | 10.4 | -1.39 |  | -1.39 | -11.79 |  | -11.79 | 10.93 | -1.39 |  | -1.39 | -12.32 |  | -12.32 | 10.61 | -1.39 |  | -1.39 | -12 |  | -12
2020-05-31 13:00 | LONG | LONG | BALP | 10.4 | -1.12 |  | -1.12 | -11.52 |  | -11.52 | 10.93 | -1.12 |  | -1.12 | -12.05 |  | -12.05 | 10.61 | -1.12 |  | -1.12 | -11.73 |  | -11.73
2020-05-31 14:00 | LONG | LONG | BALP | 10.4 | -1 |  | -1 | -11.4 |  | -11.4 | 10.93 | -1 |  | -1 | -11.93 |  | -11.93 | 10.61 | -1 |  | -1 | -11.61 |  | -11.61
2020-05-31 15:00 | LONG | LONG | BALP | 10.4 | -1 |  | -1 | -11.4 |  | -11.4 | 10.93 | -1 |  | -1 | -11.93 |  | -11.93 | 10.61 | -1 |  | -1 | -11.61 |  | -11.61
2020-05-31 16:00 | LONG | LONG | BALP | 10.4 | -1 |  | -1 | -11.4 |  | -11.4 | 10.93 | -1 |  | -1 | -11.93 |  | -11.93 | 10.61 | -1 |  | -1 | -11.61 |  | -11.61
2020-05-31 17:00 | LONG | LONG | BALP | 10.4 | -1.85 |  | -1.85 | -12.25 |  | -12.25 | 10.93 | -1.85 |  | -1.85 | -12.78 |  | -12.78 | 10.61 | -1.85 |  | -1.85 | -12.46 |  | -12.46
2020-05-31 18:00 | LONG | LONG | BALP | 10.4 | -1.85 |  | -1.85 | -12.25 |  | -12.25 | 10.93 | -1.85 |  | -1.85 | -12.78 |  | -12.78 | 10.61 | -1.85 |  | -1.85 | -12.46 |  | -12.46
2020-05-31 19:00 | LONG | LONG | BALP | 10.4 | -0.92 |  | -0.92 | -11.32 |  | -11.32 | 10.93 | -0.92 |  | -0.92 | -11.85 |  | -11.85 | 10.61 | -0.92 |  | -0.92 | -11.53 |  | -11.53
2020-05-31 20:00 | SHORT | SHORT | BALP | 10.4 | 18 | 18 |  | 28.4 | 28.4 |  | 10.93 | 18 | 18 |  | 28.93 | 28.93 |  | 10.61 | 18 | 18 |  | 28.61 | 28.61
2020-05-31 21:00 | LONG | LONG | BALP | 10.4 | 16.01 |  | 16.01 | 5.61 |  | 5.61 | 10.93 | 16.01 |  | 16.01 | 5.08 |  | 5.08 | 10.61 | 16.01 |  | 16.01 | 5.4 |  | 5.4
2020-05-31 22:00 | SHORT | SHORT | BALP | 10.4 | 22.71 | 22.71 |  | 33.11 | 33.11 |  | 10.93 | 22.71 | 22.71 |  | 33.64 | 33.64 |  | 10.61 | 22.71 | 22.71 |  | 33.32 | 33.32
2020-05-31 23:00 | SHORT | SHORT | BALP | 10.4 | 20.98 | 20.98 |  | 31.38 | 31.38 |  | 10.93 | 20.98 | 20.98 |  | 31.91 | 31.91 |  | 10.61 | 20.98 | 20.98 |  | 31.59 | 31.59
2020-06-01 | SHORT | SHORT | BALP | 2.09 | 18 | 18 |  | 20.09 | 20.09 |  | 2.5 | 18 | 18 |  | 20.5 | 20.5 |  | 2.29 | 18 | 18 |  | 20.29 | 20.29
2020-06-01 01:00 | SHORT | SHORT | VoAA | 2.09 | 10 | 10 |  | 12.09 | 12.09 |  | 2.5 | -4.5 | -4.5 |  | -2 | -2 |  | 2.29 | 4.54 | 4.54 |  | 6.83 | 6.83
2020-06-01 02:00 | LONG | LONG | VoAA | 2.09 | -19 |  | -19 | -21.09 |  | -21.09 | 2.5 | -4.5 |  | -4.5 | -7 |  | -7 | 2.29 | 4.16 |  | 4.16 | 1.87 |  | 1.87
2020-06-01 03:00 | LONG | LONG | VoAA | 2.09 | -167.51 |  | -167.51 | -169.6 |  | -169.6 | 2.5 | -78.76 |  | -78.76 | -81.26 |  | -81.26 | 2.29 | 4.54 |  | 4.54 | 2.25 |  | 2.25
2020-06-01 04:00 | LONG | LONG | VoAA | 2.09 | -167.51 |  | -167.51 | -169.6 |  | -169.6 | 2.5 | -78.76 |  | -78.76 | -81.26 |  | -81.26 | 2.29 | 4.56 |  | 4.56 | 2.27 |  | 2.27
2020-06-01 05:00 | SHORT | SHORT | VoAA | 2.09 | 10 | 10 |  | 12.09 | 12.09 |  | 2.5 | -78.76 | -78.76 |  | -76.26 | -76.26 |  | 2.29 | 3.97 | 3.97 |  | 6.26 | 6.26
2020-06-01 06:00 | SHORT | SHORT | BALP | 2.09 | 5.63 | 5.63 |  | 7.72 | 7.72 |  | 2.5 | 5.63 | 5.63 |  | 8.13 | 8.13 |  | 2.29 | 5.63 | 5.63 |  | 7.92 | 7.92
2020-06-01 07:00 | SHORT | SHORT | BALP | 2.09 | 70 | 70 |  | 72.09 | 72.09 |  | 2.5 | 70 | 70 |  | 72.5 | 72.5 |  | 2.29 | 70 | 70 |  | 72.29 | 72.29
2020-06-01 08:00 | SHORT | SHORT | BALP | 2.09 | 94 | 94 |  | 96.09 | 96.09 |  | 2.5 | 94 | 94 |  | 96.5 | 96.5 |  | 2.29 | 94 | 94 |  | 96.29 | 96.29
2020-06-01 09:00 | SHORT | SHORT | BALP | 2.09 | 94 | 94 |  | 96.09 | 96.09 |  | 2.5 | 94 | 94 |  | 96.5 | 96.5 |  | 2.29 | 94 | 94 |  | 96.29 | 96.29
2020-06-01 10:00 | LONG | LONG | BALP | 2.09 | 28 |  | 28 | 25.91 |  | 25.91 | 2.5 | 28 |  | 28 | 25.5 |  | 25.5 | 2.29 | 28 |  | 28 | 25.71 |  | 25.71
2020-06-01 11:00 | LONG | LONG | BALP | 2.09 | 20 |  | 20 | 17.91 |  | 17.91 | 2.5 | 20 |  | 20 | 17.5 |  | 17.5 | 2.29 | 20 |  | 20 | 17.71 |  | 17.71
2020-06-01 12:00 | LONG | LONG | BALP | 2.09 | 24 |  | 24 | 21.91 |  | 21.91 | 2.5 | 24 |  | 24 | 21.5 |  | 21.5 | 2.29 | 24 |  | 24 | 21.71 |  | 21.71
2020-06-01 13:00 | SHORT | SHORT | BALP | 2.09 | 46.89 | 46.89 |  | 48.98 | 48.98 |  | 2.5 | 46.89 | 46.89 |  | 49.39 | 49.39 |  | 2.29 | 46.89 | 46.89 |  | 49.18 | 49.18
2020-06-01 14:00 | SHORT | SHORT | BALP | 2.09 | 95 | 95 |  | 97.09 | 97.09 |  | 2.5 | 95 | 95 |  | 97.5 | 97.5 |  | 2.29 | 95 | 95 |  | 97.29 | 97.29
2020-06-01 15:00 | SHORT | SHORT | BALP | 2.09 | 95 | 95 |  | 97.09 | 97.09 |  | 2.5 | 95 | 95 |  | 97.5 | 97.5 |  | 2.29 | 95 | 95 |  | 97.29 | 97.29
2020-06-01 16:00 | SHORT | SHORT | BALP | 2.09 | 35 | 35 |  | 37.09 | 37.09 |  | 2.5 | 35 | 35 |  | 37.5 | 37.5 |  | 2.29 | 35 | 35 |  | 37.29 | 37.29
2020-06-01 17:00 | SHORT | SHORT | BALP | 2.09 | 35 | 35 |  | 37.09 | 37.09 |  | 2.5 | 35 | 35 |  | 37.5 | 37.5 |  | 2.29 | 35 | 35 |  | 37.29 | 37.29
2020-06-01 18:00 | SHORT | SHORT | BALP | 2.09 | 35 | 35 |  | 37.09 | 37.09 |  | 2.5 | 35 | 35 |  | 37.5 | 37.5 |  | 2.29 | 35 | 35 |  | 37.29 | 37.29
2020-06-01 19:00 | SHORT | SHORT | BALP | 2.09 | 48.3 | 48.3 |  | 50.39 | 50.39 |  | 2.5 | 48.3 | 48.3 |  | 50.8 | 50.8 |  | 2.29 | 48.3 | 48.3 |  | 50.59 | 50.59
2020-06-01 20:00 | SHORT | SHORT | BALP | 2.09 | 95 | 95 |  | 97.09 | 97.09 |  | 2.5 | 95 | 95 |  | 97.5 | 97.5 |  | 2.29 | 95 | 95 |  | 97.29 | 97.29
2020-06-01 21:00 | LONG | LONG | BALP | 2.09 | 24 |  | 24 | 21.91 |  | 21.91 | 2.5 | 24 |  | 24 | 21.5 |  | 21.5 | 2.29 | 24 |  | 24 | 21.71 |  | 21.71
2020-06-01 22:00 | LONG | LONG | BALP | 2.09 | 29.08 |  | 29.08 | 26.99 |  | 26.99 | 2.5 | 29.08 |  | 29.08 | 26.58 |  | 26.58 | 2.29 | 29.08 |  | 29.08 | 26.79 |  | 26.79
2020-06-01 23:00 | LONG | LONG | BALP | 2.09 | 29.05 |  | 29.05 | 26.96 |  | 26.96 | 2.5 | 29.05 |  | 29.05 | 26.55 |  | 26.55 | 2.29 | 29.05 |  | 29.05 | 26.76 |  | 26.76
2020-06-02 | LONG | SHORT | BALP | 2.09 | 1 |  | 1 | -1.09 |  | -1.09 | 2.5 | 1 |  | 1 | -1.5 |  | -1.5 | 2.29 | 23 | 23 |  | 25.29 | 25.29
2020-06-02 01:00 | SHORT | SHORT | BALP | 2.09 | 173.34 | 173.34 |  | 175.43 | 175.43 |  | 2.5 | 173.34 | 173.34 |  | 175.84 | 175.84 |  | 2.29 | 173.34 | 173.34 |  | 175.63 | 175.63
2020-06-02 02:00 | LONG | LONG | VoAA | 2.09 | 0 |  | 0 | -2.09 |  | -2.09 | 2.5 | 7.44 |  | 7.44 | 4.94 |  | 4.94 | 2.29 | 5.71 |  | 5.71 | 3.42 |  | 3.42
2020-06-02 03:00 | LONG | LONG | VoAA | 2.09 | 0 |  | 0 | -2.09 |  | -2.09 | 2.5 | 7.42 |  | 7.42 | 4.92 |  | 4.92 | 2.29 | 4.87 |  | 4.87 | 2.58 |  | 2.58
2020-06-02 04:00 | LONG | LONG | BALP | 2.09 | -1.5 |  | -1.5 | -3.59 |  | -3.59 | 2.5 | -1.5 |  | -1.5 | -4 |  | -4 | 2.29 | -1.5 |  | -1.5 | -3.79 |  | -3.79
2020-06-02 05:00 | LONG | LONG | BALP | 2.09 | -1.5 |  | -1.5 | -3.59 |  | -3.59 | 2.5 | -1.5 |  | -1.5 | -4 |  | -4 | 2.29 | -1.5 |  | -1.5 | -3.79 |  | -3.79
2020-06-02 06:00 | LONG | LONG | BALP | 2.09 | 10 |  | 10 | 7.91 |  | 7.91 | 2.5 | 10 |  | 10 | 7.5 |  | 7.5 | 2.29 | 10 |  | 10 | 7.71 |  | 7.71
2020-06-02 07:00 | SHORT | SHORT | BALP | 2.09 | 94 | 94 |  | 96.09 | 96.09 |  | 2.5 | 94 | 94 |  | 96.5 | 96.5 |  | 2.29 | 94 | 94 |  | 96.29 | 96.29
2020-06-02 08:00 | SHORT | SHORT | BALP | 2.09 | 95 | 95 |  | 97.09 | 97.09 |  | 2.5 | 95 | 95 |  | 97.5 | 97.5 |  | 2.29 | 95 | 95 |  | 97.29 | 97.29
2020-06-02 09:00 | SHORT | SHORT | BALP | 2.09 | 134.21 | 134.21 |  | 136.3 | 136.3 |  | 2.5 | 134.21 | 134.21 |  | 136.71 | 136.71 |  | 2.29 | 134.21 | 134.21 |  | 136.5 | 136.5
2020-06-02 10:00 | SHORT | SHORT | BALP | 2.09 | 134.21 | 134.21 |  | 136.3 | 136.3 |  | 2.5 | 134.21 | 134.21 |  | 136.71 | 136.71 |  | 2.29 | 134.21 | 134.21 |  | 136.5 | 136.5
2020-06-02 11:00 | SHORT | SHORT | BALP | 2.09 | 350 | 350 |  | 352.09 | 352.09 |  | 2.5 | 350 | 350 |  | 352.5 | 352.5 |  | 2.29 | 350 | 350 |  | 352.29 | 352.29
2020-06-02 12:00 | SHORT | SHORT | BALP | 2.09 | 350 | 350 |  | 352.09 | 352.09 |  | 2.5 | 350 | 350 |  | 352.5 | 352.5 |  | 2.29 | 350 | 350 |  | 352.29 | 352.29
2020-06-02 13:00 | SHORT | LONG | BALP | 2.09 | 84.53 | 84.53 |  | 86.62 | 86.62 |  | 2.5 | 84.53 | 84.53 |  | 87.03 | 87.03 |  | 2.29 | 46.96 |  | 46.96 | 44.67 |  | 44.67
2020-06-02 14:00 | LONG | LONG | BALP | 2.09 | 20.02 |  | 20.02 | 17.93 |  | 17.93 | 2.5 | 20.02 |  | 20.02 | 17.52 |  | 17.52 | 2.29 | 20.02 |  | 20.02 | 17.73 |  | 17.73
2020-06-02 15:00 | LONG | LONG | BALP | 2.09 | 24 |  | 24 | 21.91 |  | 21.91 | 2.5 | 24 |  | 24 | 21.5 |  | 21.5 | 2.29 | 24 |  | 24 | 21.71 |  | 21.71
2020-06-02 16:00 | LONG | LONG | BALP | 2.09 | 25 |  | 25 | 22.91 |  | 22.91 | 2.5 | 25 |  | 25 | 22.5 |  | 22.5 | 2.29 | 25 |  | 25 | 22.71 |  | 22.71
2020-06-02 17:00 | SHORT | SHORT | VoAA | 2.09 | 40.94 | 40.94 |  | 43.03 | 43.03 |  | 2.5 | 32.47 | 32.47 |  | 34.97 | 34.97 |  | 2.29 | 28.04 | 28.04 |  | 30.33 | 30.33
2020-06-02 18:00 | SHORT | SHORT | BALP | 2.09 | 30.94 | 30.94 |  | 33.03 | 33.03 |  | 2.5 | 30.94 | 30.94 |  | 33.44 | 33.44 |  | 2.29 | 30.94 | 30.94 |  | 33.23 | 33.23
2020-06-02 19:00 | LONG | LONG | BALP | 2.09 | 45.26 |  | 45.26 | 43.17 |  | 43.17 | 2.5 | 45.26 |  | 45.26 | 42.76 |  | 42.76 | 2.29 | 45.26 |  | 45.26 | 42.97 |  | 42.97
2020-06-02 20:00 | LONG | LONG | BALP | 2.09 | 46.3 |  | 46.3 | 44.21 |  | 44.21 | 2.5 | 46.3 |  | 46.3 | 43.8 |  | 43.8 | 2.29 | 46.3 |  | 46.3 | 44.01 |  | 44.01
2020-06-02 21:00 | SHORT | SHORT | BALP | 2.09 | 99.31 | 99.31 |  | 101.4 | 101.4 |  | 2.5 | 99.31 | 99.31 |  | 101.81 | 101.81 |  | 2.29 | 99.31 | 99.31 |  | 101.6 | 101.6
2020-06-02 22:00 | LONG | LONG | BALP | 2.09 | 24 |  | 24 | 21.91 |  | 21.91 | 2.5 | 24 |  | 24 | 21.5 |  | 21.5 | 2.29 | 24 |  | 24 | 21.71 |  | 21.71
2020-06-02 23:00 | LONG | LONG | BALP | 2.09 | 10 |  | 10 | 7.91 |  | 7.91 | 2.5 | 10 |  | 10 | 7.5 |  | 7.5 | 2.29 | 10 |  | 10 | 7.71 |  | 7.71
2020-06-03 | LONG | LONG | BALP | 2.09 | 10 |  | 10 | 7.91 |  | 7.91 | 2.5 | 10 |  | 10 | 7.5 |  | 7.5 | 2.29 | 10 |  | 10 | 7.71 |  | 7.71
2020-06-03 01:00 | LONG | LONG | BALP | 2.09 | -3.54 |  | -3.54 | -5.63 |  | -5.63 | 2.5 | -3.54 |  | -3.54 | -6.04 |  | -6.04 | 2.29 | -3.54 |  | -3.54 | -5.83 |  | -5.83
2020-06-03 02:00 | LONG | LONG | BALP | 2.09 | 15.32 |  | 15.32 | 13.23 |  | 13.23 | 2.5 | 15.32 |  | 15.32 | 12.82 |  | 12.82 | 2.29 | 15.32 |  | 15.32 | 13.03 |  | 13.03
2020-06-03 03:00 | LONG | LONG | BALP | 2.09 | 13.78 |  | 13.78 | 11.69 |  | 11.69 | 2.5 | 13.78 |  | 13.78 | 11.28 |  | 11.28 | 2.29 | 13.78 |  | 13.78 | 11.49 |  | 11.49
2020-06-03 04:00 | LONG | LONG | BALP | 2.09 | 14.57 |  | 14.57 | 12.48 |  | 12.48 | 2.5 | 14.57 |  | 14.57 | 12.07 |  | 12.07 | 2.29 | 14.57 |  | 14.57 | 12.28 |  | 12.28
2020-06-03 05:00 | LONG | LONG | BALP | 2.09 | 14.94 |  | 14.94 | 12.85 |  | 12.85 | 2.5 | 14.94 |  | 14.94 | 12.44 |  | 12.44 | 2.29 | 14.94 |  | 14.94 | 12.65 |  | 12.65
2020-06-03 06:00 | LONG | LONG | BALP | 2.09 | 3 |  | 3 | 0.91 |  | 0.91 | 2.5 | 3 |  | 3 | 0.5 |  | 0.5 | 2.29 | 3 |  | 3 | 0.71 |  | 0.71
2020-06-03 07:00 | SHORT | SHORT | BALP | 2.09 | 50 | 50 |  | 52.09 | 52.09 |  | 2.5 | 50 | 50 |  | 52.5 | 52.5 |  | 2.29 | 50 | 50 |  | 52.29 | 52.29
2020-06-03 08:00 | SHORT | SHORT | BALP | 2.09 | 95 | 95 |  | 97.09 | 97.09 |  | 2.5 | 95 | 95 |  | 97.5 | 97.5 |  | 2.29 | 95 | 95 |  | 97.29 | 97.29
2020-06-03 09:00 | SHORT | SHORT | BALP | 2.09 | 130 | 130 |  | 132.09 | 132.09 |  | 2.5 | 130 | 130 |  | 132.5 | 132.5 |  | 2.29 | 130 | 130 |  | 132.29 | 132.29
2020-06-03 10:00 | LONG | LONG | VoAA | 2.09 | 45.8 |  | 45.8 | 43.71 |  | 43.71 | 2.5 | 47.79 |  | 47.79 | 45.29 |  | 45.29 | 2.29 | 48.78 |  | 48.78 | 46.49 |  | 46.49
2020-06-03 11:00 | LONG | LONG | BALP | 2.09 | 45.8 |  | 45.8 | 43.71 |  | 43.71 | 2.5 | 45.8 |  | 45.8 | 43.3 |  | 43.3 | 2.29 | 45.8 |  | 45.8 | 43.51 |  | 43.51
2020-06-03 12:00 | LONG | LONG | BALP | 2.09 | 45.8 |  | 45.8 | 43.71 |  | 43.71 | 2.5 | 45.8 |  | 45.8 | 43.3 |  | 43.3 | 2.29 | 45.8 |  | 45.8 | 43.51 |  | 43.51
2020-06-03 13:00 | SHORT | SHORT | VoAA | 2.09 | 53.96 | 53.96 |  | 56.05 | 56.05 |  | 2.5 | 49.88 | 49.88 |  | 52.38 | 52.38 |  | 2.29 | 52.96 | 52.96 |  | 55.25 | 55.25
2020-06-03 14:00 | SHORT | SHORT | VoAA | 2.09 | 47.8 | 47.8 |  | 49.89 | 49.89 |  | 2.5 | 46.8 | 46.8 |  | 49.3 | 49.3 |  | 2.29 | 48.9 | 48.9 |  | 51.19 | 51.19
2020-06-03 15:00 | LONG | LONG | VoAA | 2.09 | 45.8 |  | 45.8 | 43.71 |  | 43.71 | 2.5 | 47.71 |  | 47.71 | 45.21 |  | 45.21 | 2.29 | 51.57 |  | 51.57 | 49.28 |  | 49.28
2020-06-03 16:00 | SHORT | SHORT | BALP | 2.09 | 95 | 95 |  | 97.09 | 97.09 |  | 2.5 | 95 | 95 |  | 97.5 | 97.5 |  | 2.29 | 95 | 95 |  | 97.29 | 97.29
2020-06-03 17:00 | LONG | LONG | BALP | 2.09 | 32.09 |  | 32.09 | 30 |  | 30 | 2.5 | 32.09 |  | 32.09 | 29.59 |  | 29.59 | 2.29 | 32.09 |  | 32.09 | 29.8 |  | 29.8
2020-06-03 18:00 | LONG | LONG | VoAA | 2.09 | 45.8 |  | 45.8 | 43.71 |  | 43.71 | 2.5 | 46.8 |  | 46.8 | 44.3 |  | 44.3 | 2.29 | 44.11 |  | 44.11 | 41.82 |  | 41.82
2020-06-03 19:00 | SHORT | SHORT | BALP | 2.09 | 80 | 80 |  | 82.09 | 82.09 |  | 2.5 | 80 | 80 |  | 82.5 | 82.5 |  | 2.29 | 80 | 80 |  | 82.29 | 82.29
2020-06-03 20:00 | SHORT | SHORT | BALP | 2.09 | 125 | 125 |  | 127.09 | 127.09 |  | 2.5 | 125 | 125 |  | 127.5 | 127.5 |  | 2.29 | 125 | 125 |  | 127.29 | 127.29
2020-06-03 21:00 | LONG | LONG | BALP | 2.09 | 10 |  | 10 | 7.91 |  | 7.91 | 2.5 | 10 |  | 10 | 7.5 |  | 7.5 | 2.29 | 10 |  | 10 | 7.71 |  | 7.71
2020-06-03 22:00 | LONG | LONG | BALP | 2.09 | 10 |  | 10 | 7.91 |  | 7.91 | 2.5 | 10 |  | 10 | 7.5 |  | 7.5 | 2.29 | 10 |  | 10 | 7.71 |  | 7.71
2020-06-03 23:00 | LONG | LONG | BALP | 2.09 | 10 |  | 10 | 7.91 |  | 7.91 | 2.5 | 10 |  | 10 | 7.5 |  | 7.5 | 2.29 | 10 |  | 10 | 7.71 |  | 7.71
2020-06-04 | LONG | LONG | BALP | 2.09 | -4.24 |  | -4.24 | -6.33 |  | -6.33 | 2.5 | -4.24 |  | -4.24 | -6.74 |  | -6.74 | 2.29 | -4.24 |  | -4.24 | -6.53 |  | -6.53
2020-06-04 01:00 | SHORT | SHORT | BALP | 2.09 | 95 | 95 |  | 97.09 | 97.09 |  | 2.5 | 95 | 95 |  | 97.5 | 97.5 |  | 2.29 | 95 | 95 |  | 97.29 | 97.29
2020-06-04 02:00 | LONG | LONG | BALP | 2.09 | 0 |  | 0 | -2.09 |  | -2.09 | 2.5 | 0 |  | 0 | -2.5 |  | -2.5 | 2.29 | 0 |  | 0 | -2.29 |  | -2.29
2020-06-04 03:00 | LONG | LONG | BALP | 2.09 | 0 |  | 0 | -2.09 |  | -2.09 | 2.5 | 0 |  | 0 | -2.5 |  | -2.5 | 2.29 | 0 |  | 0 | -2.29 |  | -2.29
2020-06-04 04:00 | LONG | LONG | BALP | 2.09 | 0 |  | 0 | -2.09 |  | -2.09 | 2.5 | 0 |  | 0 | -2.5 |  | -2.5 | 2.29 | 0 |  | 0 | -2.29 |  | -2.29
2020-06-04 05:00 | LONG | LONG | BALP | 2.09 | 0 |  | 0 | -2.09 |  | -2.09 | 2.5 | 0 |  | 0 | -2.5 |  | -2.5 | 2.29 | 0 |  | 0 | -2.29 |  | -2.29
2020-06-04 06:00 | SHORT | SHORT | VoAA | 2.09 | 34.9 | 34.9 |  | 36.99 | 36.99 |  | 2.5 | 18.83 | 18.83 |  | 21.33 | 21.33 |  | 2.29 | 29.95 | 29.95 |  | 32.24 | 32.24
2020-06-04 07:00 | LONG | LONG | BALP | 2.09 | 0 |  | 0 | -2.09 |  | -2.09 | 2.5 | 0 |  | 0 | -2.5 |  | -2.5 | 2.29 | 0 |  | 0 | -2.29 |  | -2.29
2020-06-04 08:00 | LONG | LONG | BALP | 2.09 | 1.5 |  | 1.5 | -0.59 |  | -0.59 | 2.5 | 1.5 |  | 1.5 | -1 |  | -1 | 2.29 | 1.5 |  | 1.5 | -0.79 |  | -0.79
2020-06-04 09:00 | SHORT | SHORT | VoAA | 2.09 | 57.81 | 57.81 |  | 59.9 | 59.9 |  | 2.5 | 52.46 | 52.46 |  | 54.96 | 54.96 |  | 2.29 | 56.81 | 56.81 |  | 59.1 | 59.1
2020-06-04 10:00 | LONG | LONG | BALP | 2.09 | 24 |  | 24 | 21.91 |  | 21.91 | 2.5 | 24 |  | 24 | 21.5 |  | 21.5 | 2.29 | 24 |  | 24 | 21.71 |  | 21.71
2020-06-04 11:00 | SHORT | SHORT | BALP | 2.09 | 95 | 95 |  | 97.09 | 97.09 |  | 2.5 | 95 | 95 |  | 97.5 | 97.5 |  | 2.29 | 95 | 95 |  | 97.29 | 97.29
2020-06-04 12:00 | SHORT | SHORT | BALP | 2.09 | 95 | 95 |  | 97.09 | 97.09 |  | 2.5 | 95 | 95 |  | 97.5 | 97.5 |  | 2.29 | 95 | 95 |  | 97.29 | 97.29
2020-06-04 13:00 | SHORT | SHORT | BALP | 2.09 | 102.82 | 102.82 |  | 104.91 | 104.91 |  | 2.5 | 102.82 | 102.82 |  | 105.32 | 105.32 |  | 2.29 | 102.82 | 102.82 |  | 105.11 | 105.11
2020-06-04 14:00 | SHORT | SHORT | BALP | 2.09 | 99.14 | 99.14 |  | 101.23 | 101.23 |  | 2.5 | 99.14 | 99.14 |  | 101.64 | 101.64 |  | 2.29 | 99.14 | 99.14 |  | 101.43 | 101.43
2020-06-04 15:00 | LONG | LONG | VoAA | 2.09 | 47.1 |  | 47.1 | 45.01 |  | 45.01 | 2.5 | 44.59 |  | 44.59 | 42.09 |  | 42.09 | 2.29 | 47.28 |  | 47.28 | 44.99 |  | 44.99
2020-06-04 16:00 | SHORT | SHORT | BALP | 2.09 | 63.1 | 63.1 |  | 65.19 | 65.19 |  | 2.5 | 63.1 | 63.1 |  | 65.6 | 65.6 |  | 2.29 | 63.1 | 63.1 |  | 65.39 | 65.39
2020-06-04 17:00 | SHORT | SHORT | VoAA | 2.09 | 40 | 40 |  | 42.09 | 42.09 |  | 2.5 | 32 | 32 |  | 34.5 | 34.5 |  | 2.29 | 32.06 | 32.06 |  | 34.35 | 34.35
2020-06-04 18:00 | SHORT | SHORT | BALP | 2.09 | 70 | 70 |  | 72.09 | 72.09 |  | 2.5 | 70 | 70 |  | 72.5 | 72.5 |  | 2.29 | 70 | 70 |  | 72.29 | 72.29
2020-06-04 19:00 | SHORT | SHORT | BALP | 2.09 | 90 | 90 |  | 92.09 | 92.09 |  | 2.5 | 90 | 90 |  | 92.5 | 92.5 |  | 2.29 | 90 | 90 |  | 92.29 | 92.29
2020-06-04 20:00 | LONG | LONG | BALP | 2.09 | 24 |  | 24 | 21.91 |  | 21.91 | 2.5 | 24 |  | 24 | 21.5 |  | 21.5 | 2.29 | 24 |  | 24 | 21.71 |  | 21.71
2020-06-04 21:00 | LONG | LONG | BALP | 2.09 | 20 |  | 20 | 17.91 |  | 17.91 | 2.5 | 20 |  | 20 | 17.5 |  | 17.5 | 2.29 | 20 |  | 20 | 17.71 |  | 17.71
2020-06-04 22:00 | LONG | LONG | BALP | 2.09 | 20 |  | 20 | 17.91 |  | 17.91 | 2.5 | 20 |  | 20 | 17.5 |  | 17.5 | 2.29 | 20 |  | 20 | 17.71 |  | 17.71
2020-06-04 23:00 | LONG | LONG | VoAA | 2.09 | -4.24 |  | -4.24 | -6.33 |  | -6.33 | 2.5 | 7.65 |  | 7.65 | 5.15 |  | 5.15 | 2.29 | 18.96 |  | 18.96 | 16.67 |  | 16.67
2020-06-05 | LONG | LONG | VoAA | 2.09 | 0 |  | 0 | -2.09 |  | -2.09 | 2.5 | 5.2 |  | 5.2 | 2.7 |  | 2.7 | 2.29 | 9.53 |  | 9.53 | 7.24 |  | 7.24
2020-06-05 01:00 | LONG | LONG | VoAA | 2.09 | 0 |  | 0 | -2.09 |  | -2.09 | 2.5 | 4.9 |  | 4.9 | 2.4 |  | 2.4 | 2.29 | 8.22 |  | 8.22 | 5.93 |  | 5.93
2020-06-05 02:00 | LONG | LONG | VoAA | 2.09 | 0 |  | 0 | -2.09 |  | -2.09 | 2.5 | 4.9 |  | 4.9 | 2.4 |  | 2.4 | 2.29 | 5.13 |  | 5.13 | 2.84 |  | 2.84
2020-06-05 03:00 | LONG | LONG | VoAA | 2.09 | 0 |  | 0 | -2.09 |  | -2.09 | 2.5 | 4.9 |  | 4.9 | 2.4 |  | 2.4 | 2.29 | 4.41 |  | 4.41 | 2.12 |  | 2.12
2020-06-05 04:00 | LONG | LONG | BALP | 2.09 | 0 |  | 0 | -2.09 |  | -2.09 | 2.5 | 0 |  | 0 | -2.5 |  | -2.5 | 2.29 | 0 |  | 0 | -2.29 |  | -2.29
2020-06-05 05:00 | LONG | LONG | BALP | 2.09 | 0 |  | 0 | -2.09 |  | -2.09 | 2.5 | 0 |  | 0 | -2.5 |  | -2.5 | 2.29 | 0 |  | 0 | -2.29 |  | -2.29
2020-06-05 06:00 | LONG | LONG | BALP | 2.09 | 0.47 |  | 0.47 | -1.62 |  | -1.62 | 2.5 | 0.47 |  | 0.47 | -2.03 |  | -2.03 | 2.29 | 0.47 |  | 0.47 | -1.82 |  | -1.82
2020-06-05 07:00 | LONG | LONG | BALP | 2.09 | 0.47 |  | 0.47 | -1.62 |  | -1.62 | 2.5 | 0.47 |  | 0.47 | -2.03 |  | -2.03 | 2.29 | 0.47 |  | 0.47 | -1.82 |  | -1.82
2020-06-05 08:00 | LONG | LONG | BALP | 2.09 | 0.47 |  | 0.47 | -1.62 |  | -1.62 | 2.5 | 0.47 |  | 0.47 | -2.03 |  | -2.03 | 2.29 | 0.47 |  | 0.47 | -1.82 |  | -1.82
2020-06-05 09:00 | LONG | LONG | BALP | 2.09 | 4 |  | 4 | 1.91 |  | 1.91 | 2.5 | 4 |  | 4 | 1.5 |  | 1.5 | 2.29 | 4 |  | 4 | 1.71 |  | 1.71
2020-06-05 10:00 | LONG | LONG | BALP | 2.09 | 24 |  | 24 | 21.91 |  | 21.91 | 2.5 | 24 |  | 24 | 21.5 |  | 21.5 | 2.29 | 24 |  | 24 | 21.71 |  | 21.71
2020-06-05 11:00 | LONG | LONG | BALP | 2.09 | 20 |  | 20 | 17.91 |  | 17.91 | 2.5 | 20 |  | 20 | 17.5 |  | 17.5 | 2.29 | 20 |  | 20 | 17.71 |  | 17.71
2020-06-05 12:00 | LONG | LONG | BALP | 2.09 | 24 |  | 24 | 21.91 |  | 21.91 | 2.5 | 24 |  | 24 | 21.5 |  | 21.5 | 2.29 | 24 |  | 24 | 21.71 |  | 21.71
2020-06-05 13:00 | LONG | LONG | BALP | 2.09 | 24 |  | 24 | 21.91 |  | 21.91 | 2.5 | 24 |  | 24 | 21.5 |  | 21.5 | 2.29 | 24 |  | 24 | 21.71 |  | 21.71
2020-06-05 14:00 | LONG | LONG | BALP | 2.09 | 44.79 |  | 44.79 | 42.7 |  | 42.7 | 2.5 | 44.79 |  | 44.79 | 42.29 |  | 42.29 | 2.29 | 44.79 |  | 44.79 | 42.5 |  | 42.5
2020-06-05 15:00 | LONG | SHORT | BALP | 2.09 | 47.1 |  | 47.1 | 45.01 |  | 45.01 | 2.5 | 47.1 |  | 47.1 | 44.6 |  | 44.6 | 2.29 | 44.23 | 44.23 |  | 46.52 | 46.52
2020-06-05 16:00 | SHORT | SHORT | BALP | 2.09 | 67.7 | 67.7 |  | 69.79 | 69.79 |  | 2.5 | 67.7 | 67.7 |  | 70.2 | 70.2 |  | 2.29 | 67.7 | 67.7 |  | 69.99 | 69.99
2020-06-05 17:00 | SHORT | SHORT | VoAA | 2.09 | 34.6 | 34.6 |  | 36.69 | 36.69 |  | 2.5 | 30.3 | 30.3 |  | 32.8 | 32.8 |  | 2.29 | 29.68 | 29.68 |  | 31.97 | 31.97
2020-06-05 18:00 | SHORT | SHORT | VoAA | 2.09 | 37.4 | 37.4 |  | 39.49 | 39.49 |  | 2.5 | 31.7 | 31.7 |  | 34.2 | 34.2 |  | 2.29 | 32.02 | 32.02 |  | 34.31 | 34.31
2020-06-05 19:00 | SHORT | SHORT | VoAA | 2.09 | 49.1 | 49.1 |  | 51.19 | 51.19 |  | 2.5 | 48.1 | 48.1 |  | 50.6 | 50.6 |  | 2.29 | 43.66 | 43.66 |  | 45.95 | 45.95
2020-06-05 20:00 | SHORT | SHORT | VoAA | 2.09 | 37.03 | 37.03 |  | 39.12 | 39.12 |  | 2.5 | 42.07 | 42.07 |  | 44.57 | 44.57 |  | 2.29 | 44.1 | 44.1 |  | 46.39 | 46.39
2020-06-05 21:00 | SHORT | SHORT | BALP | 2.09 | 75 | 75 |  | 77.09 | 77.09 |  | 2.5 | 75 | 75 |  | 77.5 | 77.5 |  | 2.29 | 75 | 75 |  | 77.29 | 77.29
2020-06-05 22:00 | SHORT | SHORT | BALP | 2.09 | 75 | 75 |  | 77.09 | 77.09 |  | 2.5 | 75 | 75 |  | 77.5 | 77.5 |  | 2.29 | 75 | 75 |  | 77.29 | 77.29
2020-06-05 23:00 | SHORT | SHORT | BALP | 2.09 | 75 | 75 |  | 77.09 | 77.09 |  | 2.5 | 75 | 75 |  | 77.5 | 77.5 |  | 2.29 | 75 | 75 |  | 77.29 | 77.29
2020-06-06 | SHORT | SHORT | BALP | 2.09 | 20.16 | 20.16 |  | 22.25 | 22.25 |  | 2.5 | 20.16 | 20.16 |  | 22.66 | 22.66 |  | 2.29 | 20.16 | 20.16 |  | 22.45 | 22.45
2020-06-06 01:00 | SHORT | SHORT | BALP | 2.09 | 50 | 50 |  | 52.09 | 52.09 |  | 2.5 | 50 | 50 |  | 52.5 | 52.5 |  | 2.29 | 50 | 50 |  | 52.29 | 52.29
2020-06-06 02:00 | LONG | LONG | BALP | 2.09 | 1.49 |  | 1.49 | -0.6 |  | -0.6 | 2.5 | 1.49 |  | 1.49 | -1.01 |  | -1.01 | 2.29 | 1.49 |  | 1.49 | -0.8 |  | -0.8
2020-06-06 03:00 | LONG | LONG | BALP | 2.09 | 0 |  | 0 | -2.09 |  | -2.09 | 2.5 | 0 |  | 0 | -2.5 |  | -2.5 | 2.29 | 0 |  | 0 | -2.29 |  | -2.29
2020-06-06 04:00 | LONG | LONG | BALP | 2.09 | 0 |  | 0 | -2.09 |  | -2.09 | 2.5 | 0 |  | 0 | -2.5 |  | -2.5 | 2.29 | 0 |  | 0 | -2.29 |  | -2.29
2020-06-06 05:00 | LONG | LONG | BALP | 2.09 | 0.4 |  | 0.4 | -1.69 |  | -1.69 | 2.5 | 0.4 |  | 0.4 | -2.1 |  | -2.1 | 2.29 | 0.4 |  | 0.4 | -1.89 |  | -1.89
2020-06-06 06:00 | LONG | LONG | BALP | 2.09 | -17.59 |  | -17.59 | -19.68 |  | -19.68 | 2.5 | -17.59 |  | -17.59 | -20.09 |  | -20.09 | 2.29 | -17.59 |  | -17.59 | -19.88 |  | -19.88
2020-06-06 07:00 | LONG | LONG | BALP | 2.09 | 0.4 |  | 0.4 | -1.69 |  | -1.69 | 2.5 | 0.4 |  | 0.4 | -2.1 |  | -2.1 | 2.29 | 0.4 |  | 0.4 | -1.89 |  | -1.89
2020-06-06 08:00 | LONG | LONG | BALP | 2.09 | 0.01 |  | 0.01 | -2.08 |  | -2.08 | 2.5 | 0.01 |  | 0.01 | -2.49 |  | -2.49 | 2.29 | 0.01 |  | 0.01 | -2.28 |  | -2.28
2020-06-06 09:00 | LONG | LONG | BALP | 2.09 | 0.01 |  | 0.01 | -2.08 |  | -2.08 | 2.5 | 0.01 |  | 0.01 | -2.49 |  | -2.49 | 2.29 | 0.01 |  | 0.01 | -2.28 |  | -2.28
2020-06-06 10:00 | LONG | LONG | BALP | 2.09 | 0.01 |  | 0.01 | -2.08 |  | -2.08 | 2.5 | 0.01 |  | 0.01 | -2.49 |  | -2.49 | 2.29 | 0.01 |  | 0.01 | -2.28 |  | -2.28
2020-06-06 11:00 | LONG | LONG | BALP | 2.09 | 0 |  | 0 | -2.09 |  | -2.09 | 2.5 | 0 |  | 0 | -2.5 |  | -2.5 | 2.29 | 0 |  | 0 | -2.29 |  | -2.29
2020-06-06 12:00 | SHORT | SHORT | BALP | 2.09 | 75 | 75 |  | 77.09 | 77.09 |  | 2.5 | 75 | 75 |  | 77.5 | 77.5 |  | 2.29 | 75 | 75 |  | 77.29 | 77.29
2020-06-06 13:00 | SHORT | SHORT | BALP | 2.09 | 75 | 75 |  | 77.09 | 77.09 |  | 2.5 | 75 | 75 |  | 77.5 | 77.5 |  | 2.29 | 75 | 75 |  | 77.29 | 77.29
2020-06-06 14:00 | SHORT | SHORT | BALP | 2.09 | 75 | 75 |  | 77.09 | 77.09 |  | 2.5 | 75 | 75 |  | 77.5 | 77.5 |  | 2.29 | 75 | 75 |  | 77.29 | 77.29
2020-06-06 15:00 | SHORT | SHORT | BALP | 2.09 | 75 | 75 |  | 77.09 | 77.09 |  | 2.5 | 75 | 75 |  | 77.5 | 77.5 |  | 2.29 | 75 | 75 |  | 77.29 | 77.29
2020-06-06 16:00 | LONG | LONG | BALP | 2.09 | -17.59 |  | -17.59 | -19.68 |  | -19.68 | 2.5 | -17.59 |  | -17.59 | -20.09 |  | -20.09 | 2.29 | -17.59 |  | -17.59 | -19.88 |  | -19.88
2020-06-06 17:00 | LONG | LONG | BALP | 2.09 | -17.59 |  | -17.59 | -19.68 |  | -19.68 | 2.5 | -17.59 |  | -17.59 | -20.09 |  | -20.09 | 2.29 | -17.59 |  | -17.59 | -19.88 |  | -19.88
2020-06-06 18:00 | LONG | LONG | BALP | 2.09 | 5.36 |  | 5.36 | 3.27 |  | 3.27 | 2.5 | 5.36 |  | 5.36 | 2.86 |  | 2.86 | 2.29 | 5.36 |  | 5.36 | 3.07 |  | 3.07
2020-06-06 19:00 | LONG | LONG | BALP | 2.09 | 14.93 |  | 14.93 | 12.84 |  | 12.84 | 2.5 | 14.93 |  | 14.93 | 12.43 |  | 12.43 | 2.29 | 14.93 |  | 14.93 | 12.64 |  | 12.64
2020-06-06 20:00 | LONG | LONG | BALP | 2.09 | 8.52 |  | 8.52 | 6.43 |  | 6.43 | 2.5 | 8.52 |  | 8.52 | 6.02 |  | 6.02 | 2.29 | 8.52 |  | 8.52 | 6.23 |  | 6.23
2020-06-06 21:00 | LONG | LONG | BALP | 2.09 | 6.97 |  | 6.97 | 4.88 |  | 4.88 | 2.5 | 6.97 |  | 6.97 | 4.47 |  | 4.47 | 2.29 | 6.97 |  | 6.97 | 4.68 |  | 4.68
2020-06-06 22:00 | LONG | LONG | BALP | 2.09 | 0 |  | 0 | -2.09 |  | -2.09 | 2.5 | 0 |  | 0 | -2.5 |  | -2.5 | 2.29 | 0 |  | 0 | -2.29 |  | -2.29
2020-06-06 23:00 | SHORT | SHORT | BALP | 2.09 | 85 | 85 |  | 87.09 | 87.09 |  | 2.5 | 85 | 85 |  | 87.5 | 87.5 |  | 2.29 | 85 | 85 |  | 87.29 | 87.29
2020-06-07 | SHORT | SHORT | BALP | 2.09 | 95 | 95 |  | 97.09 | 97.09 |  | 2.5 | 95 | 95 |  | 97.5 | 97.5 |  | 2.29 | 95 | 95 |  | 97.29 | 97.29
2020-06-07 01:00 | SHORT | LONG | BALP | 2.09 | 95 | 95 |  | 97.09 | 97.09 |  | 2.5 | 95 | 95 |  | 97.5 | 97.5 |  | 2.29 | 18.02 |  | 18.02 | 15.73 |  | 15.73
2020-06-07 02:00 | LONG | LONG | BALP | 2.09 | -19.54 |  | -19.54 | -21.63 |  | -21.63 | 2.5 | -19.54 |  | -19.54 | -22.04 |  | -22.04 | 2.29 | -19.54 |  | -19.54 | -21.83 |  | -21.83
2020-06-07 03:00 | LONG | LONG | VoAA | 2.09 | 0 |  | 0 | -2.09 |  | -2.09 | 2.5 | 5.77 |  | 5.77 | 3.27 |  | 3.27 | 2.29 | 1.59 |  | 1.59 | -0.7 |  | -0.7
2020-06-07 04:00 | LONG | LONG | BALP | 2.09 | -19.54 |  | -19.54 | -21.63 |  | -21.63 | 2.5 | -19.54 |  | -19.54 | -22.04 |  | -22.04 | 2.29 | -19.54 |  | -19.54 | -21.83 |  | -21.83
2020-06-07 05:00 | LONG | LONG | BALP | 2.09 | -19.54 |  | -19.54 | -21.63 |  | -21.63 | 2.5 | -19.54 |  | -19.54 | -22.04 |  | -22.04 | 2.29 | -19.54 |  | -19.54 | -21.83 |  | -21.83
2020-06-07 06:00 | LONG | LONG | BALP | 2.09 | -19.54 |  | -19.54 | -21.63 |  | -21.63 | 2.5 | -19.54 |  | -19.54 | -22.04 |  | -22.04 | 2.29 | -19.54 |  | -19.54 | -21.83 |  | -21.83
2020-06-07 07:00 | LONG | LONG | VoAA | 2.09 | 0 |  | 0 | -2.09 |  | -2.09 | 2.5 | 14.01 |  | 14.01 | 11.51 |  | 11.51 | 2.29 | 1.54 |  | 1.54 | -0.75 |  | -0.75
2020-06-07 08:00 | SHORT | SHORT | BALP | 2.09 | 95 | 95 |  | 97.09 | 97.09 |  | 2.5 | 95 | 95 |  | 97.5 | 97.5 |  | 2.29 | 95 | 95 |  | 97.29 | 97.29
2020-06-07 09:00 | SHORT | SHORT | BALP | 2.09 | 48 | 48 |  | 50.09 | 50.09 |  | 2.5 | 48 | 48 |  | 50.5 | 50.5 |  | 2.29 | 48 | 48 |  | 50.29 | 50.29
2020-06-07 10:00 | SHORT | SHORT | VoAA | 2.09 | 73.94 | 73.94 |  | 76.03 | 76.03 |  | 2.5 | 46.97 | 46.97 |  | 49.47 | 49.47 |  | 2.29 | 41.08 | 41.08 |  | 43.37 | 43.37
2020-06-07 11:00 | SHORT | SHORT | VoAA | 2.09 | 95 | 95 |  | 97.09 | 97.09 |  | 2.5 | 57.5 | 57.5 |  | 60 | 60 |  | 2.29 | 40.99 | 40.99 |  | 43.28 | 43.28
2020-06-07 12:00 | SHORT | SHORT | VoAA | 2.09 | 95 | 95 |  | 97.09 | 97.09 |  | 2.5 | 57.5 | 57.5 |  | 60 | 60 |  | 2.29 | 41.08 | 41.08 |  | 43.37 | 43.37
2020-06-07 13:00 | SHORT | SHORT | BALP | 2.09 | 95 | 95 |  | 97.09 | 97.09 |  | 2.5 | 95 | 95 |  | 97.5 | 97.5 |  | 2.29 | 95 | 95 |  | 97.29 | 97.29
2020-06-07 14:00 | SHORT | SHORT | BALP | 2.09 | 85 | 85 |  | 87.09 | 87.09 |  | 2.5 | 85 | 85 |  | 87.5 | 87.5 |  | 2.29 | 85 | 85 |  | 87.29 | 87.29
2020-06-07 15:00 | SHORT | SHORT | BALP | 2.09 | 94 | 94 |  | 96.09 | 96.09 |  | 2.5 | 94 | 94 |  | 96.5 | 96.5 |  | 2.29 | 94 | 94 |  | 96.29 | 96.29
2020-06-07 16:00 | SHORT | SHORT | BALP | 2.09 | 59.9 | 59.9 |  | 61.99 | 61.99 |  | 2.5 | 59.9 | 59.9 |  | 62.4 | 62.4 |  | 2.29 | 59.9 | 59.9 |  | 62.19 | 62.19
2020-06-07 17:00 | SHORT | SHORT | BALP | 2.09 | 59.9 | 59.9 |  | 61.99 | 61.99 |  | 2.5 | 59.9 | 59.9 |  | 62.4 | 62.4 |  | 2.29 | 59.9 | 59.9 |  | 62.19 | 62.19
2020-06-07 18:00 | SHORT | SHORT | BALP | 2.09 | 59.9 | 59.9 |  | 61.99 | 61.99 |  | 2.5 | 59.9 | 59.9 |  | 62.4 | 62.4 |  | 2.29 | 59.9 | 59.9 |  | 62.19 | 62.19
2020-06-07 19:00 | SHORT | SHORT | VoAA | 2.09 | 95 | 95 |  | 97.09 | 97.09 |  | 2.5 | 47.51 | 47.51 |  | 50.01 | 50.01 |  | 2.29 | 41.71 | 41.71 |  | 44 | 44
2020-06-07 20:00 | SHORT | SHORT | VoAA | 2.09 | 99 | 99 |  | 101.09 | 101.09 |  | 2.5 | 49.51 | 49.51 |  | 52.01 | 52.01 |  | 2.29 | 41.76 | 41.76 |  | 44.05 | 44.05
2020-06-07 21:00 | SHORT | SHORT | VoAA | 2.09 | 95 | 95 |  | 97.09 | 97.09 |  | 2.5 | 57.5 | 57.5 |  | 60 | 60 |  | 2.29 | 42.34 | 42.34 |  | 44.63 | 44.63
2020-06-07 22:00 | SHORT | SHORT | BALP | 2.09 | 75 | 75 |  | 77.09 | 77.09 |  | 2.5 | 75 | 75 |  | 77.5 | 77.5 |  | 2.29 | 75 | 75 |  | 77.29 | 77.29
2020-06-07 23:00 | SHORT | SHORT | VoAA | 2.09 | 64.91 | 64.91 |  | 67 | 67 |  | 2.5 | 32.96 | 32.96 |  | 35.46 | 35.46 |  | 2.29 | 36.06 | 36.06 |  | 38.35 | 38.35
2020-06-08 | LONG | LONG | VoAA | 2.09 | -5 |  | -5 | -7.09 |  | -7.09 | 2.5 | 37.5 |  | 37.5 | 35 |  | 35 | 2.29 | 22.47 |  | 22.47 | 20.18 |  | 20.18
2020-06-08 01:00 | SHORT | SHORT | VoAA | 2.09 | 125 | 125 |  | 127.09 | 127.09 |  | 2.5 | 88.25 | 88.25 |  | 90.75 | 90.75 |  | 2.29 | 124.38 | 124.38 |  | 126.67 | 126.67
2020-06-08 02:00 | SHORT | LONG | BALP | 2.09 | 50 | 50 |  | 52.09 | 52.09 |  | 2.5 | 50 | 50 |  | 52.5 | 52.5 |  | 2.29 | 2.85 |  | 2.85 | 0.56 |  | 0.56
2020-06-08 03:00 | LONG | LONG | BALP | 2.09 | 0 |  | 0 | -2.09 |  | -2.09 | 2.5 | 0 |  | 0 | -2.5 |  | -2.5 | 2.29 | 0 |  | 0 | -2.29 |  | -2.29
2020-06-08 04:00 | LONG | LONG | BALP | 2.09 | 15.11 |  | 15.11 | 13.02 |  | 13.02 | 2.5 | 15.11 |  | 15.11 | 12.61 |  | 12.61 | 2.29 | 15.11 |  | 15.11 | 12.82 |  | 12.82
2020-06-08 05:00 | LONG | LONG | BALP | 2.09 | 15.11 |  | 15.11 | 13.02 |  | 13.02 | 2.5 | 15.11 |  | 15.11 | 12.61 |  | 12.61 | 2.29 | 15.11 |  | 15.11 | 12.82 |  | 12.82
2020-06-08 06:00 | SHORT | SHORT | BALP | 2.09 | 100 | 100 |  | 102.09 | 102.09 |  | 2.5 | 100 | 100 |  | 102.5 | 102.5 |  | 2.29 | 100 | 100 |  | 102.29 | 102.29
2020-06-08 07:00 | SHORT | SHORT | BALP | 2.09 | 89.37 | 89.37 |  | 91.46 | 91.46 |  | 2.5 | 89.37 | 89.37 |  | 91.87 | 91.87 |  | 2.29 | 89.37 | 89.37 |  | 91.66 | 91.66
2020-06-08 08:00 | SHORT | SHORT | BALP | 2.09 | 80.62 | 80.62 |  | 82.71 | 82.71 |  | 2.5 | 80.62 | 80.62 |  | 83.12 | 83.12 |  | 2.29 | 80.62 | 80.62 |  | 82.91 | 82.91
2020-06-08 09:00 | SHORT | SHORT | BALP | 2.09 | 102.6 | 102.6 |  | 104.69 | 104.69 |  | 2.5 | 102.6 | 102.6 |  | 105.1 | 105.1 |  | 2.29 | 102.6 | 102.6 |  | 104.89 | 104.89
2020-06-08 10:00 | SHORT | SHORT | BALP | 2.09 | 98.86 | 98.86 |  | 100.95 | 100.95 |  | 2.5 | 98.86 | 98.86 |  | 101.36 | 101.36 |  | 2.29 | 98.86 | 98.86 |  | 101.15 | 101.15
2020-06-08 11:00 | LONG | LONG | BALP | 2.09 | 24 |  | 24 | 21.91 |  | 21.91 | 2.5 | 24 |  | 24 | 21.5 |  | 21.5 | 2.29 | 24 |  | 24 | 21.71 |  | 21.71
2020-06-08 12:00 | SHORT | SHORT | BALP | 2.09 | 100.08 | 100.08 |  | 102.17 | 102.17 |  | 2.5 | 100.08 | 100.08 |  | 102.58 | 102.58 |  | 2.29 | 100.08 | 100.08 |  | 102.37 | 102.37
2020-06-08 13:00 | SHORT | SHORT | BALP | 2.09 | 103.3 | 103.3 |  | 105.39 | 105.39 |  | 2.5 | 103.3 | 103.3 |  | 105.8 | 105.8 |  | 2.29 | 103.3 | 103.3 |  | 105.59 | 105.59
2020-06-08 14:00 | SHORT | SHORT | BALP | 2.09 | 95 | 95 |  | 97.09 | 97.09 |  | 2.5 | 95 | 95 |  | 97.5 | 97.5 |  | 2.29 | 95 | 95 |  | 97.29 | 97.29
2020-06-08 15:00 | SHORT | SHORT | BALP | 2.09 | 93 | 93 |  | 95.09 | 95.09 |  | 2.5 | 93 | 93 |  | 95.5 | 95.5 |  | 2.29 | 93 | 93 |  | 95.29 | 95.29
2020-06-08 16:00 | SHORT | SHORT | BALP | 2.09 | 62.5 | 62.5 |  | 64.59 | 64.59 |  | 2.5 | 62.5 | 62.5 |  | 65 | 65 |  | 2.29 | 62.5 | 62.5 |  | 64.79 | 64.79
2020-06-08 17:00 | SHORT | SHORT | BALP | 2.09 | 66.71 | 66.71 |  | 68.8 | 68.8 |  | 2.5 | 66.71 | 66.71 |  | 69.21 | 69.21 |  | 2.29 | 66.71 | 66.71 |  | 69 | 69
2020-06-08 18:00 | SHORT | SHORT | BALP | 2.09 | 81.99 | 81.99 |  | 84.08 | 84.08 |  | 2.5 | 81.99 | 81.99 |  | 84.49 | 84.49 |  | 2.29 | 81.99 | 81.99 |  | 84.28 | 84.28
2020-06-08 19:00 | SHORT | SHORT | BALP | 2.09 | 82.82 | 82.82 |  | 84.91 | 84.91 |  | 2.5 | 82.82 | 82.82 |  | 85.32 | 85.32 |  | 2.29 | 82.82 | 82.82 |  | 85.11 | 85.11
2020-06-08 20:00 | SHORT | SHORT | BALP | 2.09 | 67.6 | 67.6 |  | 69.69 | 69.69 |  | 2.5 | 67.6 | 67.6 |  | 70.1 | 70.1 |  | 2.29 | 67.6 | 67.6 |  | 69.89 | 69.89
2020-06-08 21:00 | LONG | LONG | BALP | 2.09 | 24 |  | 24 | 21.91 |  | 21.91 | 2.5 | 24 |  | 24 | 21.5 |  | 21.5 | 2.29 | 24 |  | 24 | 21.71 |  | 21.71
2020-06-08 22:00 | LONG | LONG | BALP | 2.09 | 24 |  | 24 | 21.91 |  | 21.91 | 2.5 | 24 |  | 24 | 21.5 |  | 21.5 | 2.29 | 24 |  | 24 | 21.71 |  | 21.71
2020-06-08 23:00 | SHORT | SHORT | BALP | 2.09 | 38.08 | 38.08 |  | 40.17 | 40.17 |  | 2.5 | 38.08 | 38.08 |  | 40.58 | 40.58 |  | 2.29 | 38.08 | 38.08 |  | 40.37 | 40.37
2020-06-09 | LONG | LONG | BALP | 2.09 | 3 |  | 3 | 0.91 |  | 0.91 | 2.5 | 3 |  | 3 | 0.5 |  | 0.5 | 2.29 | 3 |  | 3 | 0.71 |  | 0.71
2020-06-09 01:00 | LONG | LONG | VoAA | 2.09 | 33.6 |  | 33.6 | 31.51 |  | 31.51 | 2.5 | 34.6 |  | 34.6 | 32.1 |  | 32.1 | 2.29 | 42.3 |  | 42.3 | 40.01 |  | 40.01
2020-06-09 02:00 | LONG | LONG | VoAA | 2.09 | 33.6 |  | 33.6 | 31.51 |  | 31.51 | 2.5 | 34.6 |  | 34.6 | 32.1 |  | 32.1 | 2.29 | 42.22 |  | 42.22 | 39.93 |  | 39.93
2020-06-09 03:00 | LONG | LONG | BALP | 2.09 | 3.34 |  | 3.34 | 1.25 |  | 1.25 | 2.5 | 3.34 |  | 3.34 | 0.84 |  | 0.84 | 2.29 | 3.34 |  | 3.34 | 1.05 |  | 1.05
2020-06-09 04:00 | LONG | LONG | BALP | 2.09 | 3.11 |  | 3.11 | 1.02 |  | 1.02 | 2.5 | 3.11 |  | 3.11 | 0.61 |  | 0.61 | 2.29 | 3.11 |  | 3.11 | 0.82 |  | 0.82
2020-06-09 05:00 | LONG | LONG | BALP | 2.09 | 3.64 |  | 3.64 | 1.55 |  | 1.55 | 2.5 | 3.64 |  | 3.64 | 1.14 |  | 1.14 | 2.29 | 3.64 |  | 3.64 | 1.35 |  | 1.35
2020-06-09 06:00 | LONG | LONG | BALP | 2.09 | 7.21 |  | 7.21 | 5.12 |  | 5.12 | 2.5 | 7.21 |  | 7.21 | 4.71 |  | 4.71 | 2.29 | 7.21 |  | 7.21 | 4.92 |  | 4.92
2020-06-09 07:00 | SHORT | SHORT | VoAA | 2.09 | 35.6 | 35.6 |  | 37.69 | 37.69 |  | 2.5 | 34.6 | 34.6 |  | 37.1 | 37.1 |  | 2.29 | 45.2 | 45.2 |  | 47.49 | 47.49
2020-06-09 08:00 | SHORT | SHORT | VoAA | 2.09 | 35.6 | 35.6 |  | 37.69 | 37.69 |  | 2.5 | 34.6 | 34.6 |  | 37.1 | 37.1 |  | 2.29 | 47.74 | 47.74 |  | 50.03 | 50.03
2020-06-09 09:00 | SHORT | SHORT | BALP | 2.09 | 100.4 | 100.4 |  | 102.49 | 102.49 |  | 2.5 | 100.4 | 100.4 |  | 102.9 | 102.9 |  | 2.29 | 100.4 | 100.4 |  | 102.69 | 102.69
2020-06-09 10:00 | SHORT | SHORT | BALP | 2.09 | 100.21 | 100.21 |  | 102.3 | 102.3 |  | 2.5 | 100.21 | 100.21 |  | 102.71 | 102.71 |  | 2.29 | 100.21 | 100.21 |  | 102.5 | 102.5
2020-06-09 11:00 | SHORT | SHORT | BALP | 2.09 | 98.28 | 98.28 |  | 100.37 | 100.37 |  | 2.5 | 98.28 | 98.28 |  | 100.78 | 100.78 |  | 2.29 | 98.28 | 98.28 |  | 100.57 | 100.57
2020-06-09 12:00 | SHORT | SHORT | BALP | 2.09 | 182.26 | 182.26 |  | 184.35 | 184.35 |  | 2.5 | 182.26 | 182.26 |  | 184.76 | 184.76 |  | 2.29 | 182.26 | 182.26 |  | 184.55 | 184.55
2020-06-09 13:00 | SHORT | SHORT | BALP | 2.09 | 182.39 | 182.39 |  | 184.48 | 184.48 |  | 2.5 | 182.39 | 182.39 |  | 184.89 | 184.89 |  | 2.29 | 182.39 | 182.39 |  | 184.68 | 184.68
2020-06-09 14:00 | SHORT | SHORT | BALP | 2.09 | 89.33 | 89.33 |  | 91.42 | 91.42 |  | 2.5 | 89.33 | 89.33 |  | 91.83 | 91.83 |  | 2.29 | 89.33 | 89.33 |  | 91.62 | 91.62
2020-06-09 15:00 | SHORT | SHORT | BALP | 2.09 | 86.71 | 86.71 |  | 88.8 | 88.8 |  | 2.5 | 86.71 | 86.71 |  | 89.21 | 89.21 |  | 2.29 | 86.71 | 86.71 |  | 89 | 89
2020-06-09 16:00 | SHORT | SHORT | BALP | 2.09 | 151.34 | 151.34 |  | 153.43 | 153.43 |  | 2.5 | 151.34 | 151.34 |  | 153.84 | 153.84 |  | 2.29 | 151.34 | 151.34 |  | 153.63 | 153.63
2020-06-09 17:00 | SHORT | SHORT | BALP | 2.09 | 151.17 | 151.17 |  | 153.26 | 153.26 |  | 2.5 | 151.17 | 151.17 |  | 153.67 | 153.67 |  | 2.29 | 151.17 | 151.17 |  | 153.46 | 153.46
2020-06-09 18:00 | SHORT | SHORT | BALP | 2.09 | 147.68 | 147.68 |  | 149.77 | 149.77 |  | 2.5 | 147.68 | 147.68 |  | 150.18 | 150.18 |  | 2.29 | 147.68 | 147.68 |  | 149.97 | 149.97
2020-06-09 19:00 | SHORT | SHORT | BALP | 2.09 | 86 | 86 |  | 88.09 | 88.09 |  | 2.5 | 86 | 86 |  | 88.5 | 88.5 |  | 2.29 | 86 | 86 |  | 88.29 | 88.29
2020-06-09 20:00 | SHORT | SHORT | BALP | 2.09 | 41.32 | 41.32 |  | 43.41 | 43.41 |  | 2.5 | 41.32 | 41.32 |  | 43.82 | 43.82 |  | 2.29 | 41.32 | 41.32 |  | 43.61 | 43.61
2020-06-09 21:00 | SHORT | SHORT | BALP | 2.09 | 46.97 | 46.97 |  | 49.06 | 49.06 |  | 2.5 | 46.97 | 46.97 |  | 49.47 | 49.47 |  | 2.29 | 46.97 | 46.97 |  | 49.26 | 49.26
2020-06-09 22:00 | SHORT | SHORT | BALP | 2.09 | 41.32 | 41.32 |  | 43.41 | 43.41 |  | 2.5 | 41.32 | 41.32 |  | 43.82 | 43.82 |  | 2.29 | 41.32 | 41.32 |  | 43.61 | 43.61
2020-06-09 23:00 | SHORT | SHORT | BALP | 2.09 | 41.34 | 41.34 |  | 43.43 | 43.43 |  | 2.5 | 41.34 | 41.34 |  | 43.84 | 43.84 |  | 2.29 | 41.34 | 41.34 |  | 43.63 | 43.63
2020-06-10 | LONG | LONG | BALP | 2.09 | 1.91 |  | 1.91 | -0.18 |  | -0.18 | 2.5 | 1.91 |  | 1.91 | -0.59 |  | -0.59 | 2.29 | 1.91 |  | 1.91 | -0.38 |  | -0.38
2020-06-10 01:00 | LONG | LONG | BALP | 2.09 | 4.9 |  | 4.9 | 2.81 |  | 2.81 | 2.5 | 4.9 |  | 4.9 | 2.4 |  | 2.4 | 2.29 | 4.9 |  | 4.9 | 2.61 |  | 2.61
2020-06-10 02:00 | LONG | LONG | BALP | 2.09 | 4.07 |  | 4.07 | 1.98 |  | 1.98 | 2.5 | 4.07 |  | 4.07 | 1.57 |  | 1.57 | 2.29 | 4.07 |  | 4.07 | 1.78 |  | 1.78
2020-06-10 03:00 | SHORT | SHORT | BALP | 2.09 | 80 | 80 |  | 82.09 | 82.09 |  | 2.5 | 80 | 80 |  | 82.5 | 82.5 |  | 2.29 | 80 | 80 |  | 82.29 | 82.29
2020-06-10 04:00 | SHORT | SHORT | BALP | 2.09 | 80 | 80 |  | 82.09 | 82.09 |  | 2.5 | 80 | 80 |  | 82.5 | 82.5 |  | 2.29 | 80 | 80 |  | 82.29 | 82.29
2020-06-10 05:00 | SHORT | SHORT | VoAA | 2.09 | 36.7 | 36.7 |  | 38.79 | 38.79 |  | 2.5 | 35.7 | 35.7 |  | 38.2 | 38.2 |  | 2.29 | 23.1 | 23.1 |  | 25.39 | 25.39
2020-06-10 06:00 | SHORT | SHORT | BALP | 2.09 | 70 | 70 |  | 72.09 | 72.09 |  | 2.5 | 70 | 70 |  | 72.5 | 72.5 |  | 2.29 | 70 | 70 |  | 72.29 | 72.29
2020-06-10 07:00 | LONG | LONG | BALP | 2.09 | 0 |  | 0 | -2.09 |  | -2.09 | 2.5 | 0 |  | 0 | -2.5 |  | -2.5 | 2.29 | 0 |  | 0 | -2.29 |  | -2.29
2020-06-10 08:00 | LONG | LONG | BALP | 2.09 | 35.5 |  | 35.5 | 33.41 |  | 33.41 | 2.5 | 35.5 |  | 35.5 | 33 |  | 33 | 2.29 | 35.5 |  | 35.5 | 33.21 |  | 33.21
2020-06-10 09:00 | SHORT | SHORT | BALP | 2.09 | 240.1 | 240.1 |  | 242.19 | 242.19 |  | 2.5 | 240.1 | 240.1 |  | 242.6 | 242.6 |  | 2.29 | 240.1 | 240.1 |  | 242.39 | 242.39
2020-06-10 10:00 | SHORT | SHORT | BALP | 2.09 | 246 | 246 |  | 248.09 | 248.09 |  | 2.5 | 246 | 246 |  | 248.5 | 248.5 |  | 2.29 | 246 | 246 |  | 248.29 | 248.29
2020-06-10 11:00 | SHORT | SHORT | BALP | 2.09 | 201.06 | 201.06 |  | 203.15 | 203.15 |  | 2.5 | 201.06 | 201.06 |  | 203.56 | 203.56 |  | 2.29 | 201.06 | 201.06 |  | 203.35 | 203.35
2020-06-10 12:00 | SHORT | SHORT | BALP | 2.09 | 270 | 270 |  | 272.09 | 272.09 |  | 2.5 | 270 | 270 |  | 272.5 | 272.5 |  | 2.29 | 270 | 270 |  | 272.29 | 272.29
2020-06-10 13:00 | SHORT | SHORT | BALP | 2.09 | 306 | 306 |  | 308.09 | 308.09 |  | 2.5 | 306 | 306 |  | 308.5 | 308.5 |  | 2.29 | 306 | 306 |  | 308.29 | 308.29
2020-06-10 14:00 | SHORT | SHORT | BALP | 2.09 | 270 | 270 |  | 272.09 | 272.09 |  | 2.5 | 270 | 270 |  | 272.5 | 272.5 |  | 2.29 | 270 | 270 |  | 272.29 | 272.29
2020-06-10 15:00 | SHORT | SHORT | BALP | 2.09 | 270 | 270 |  | 272.09 | 272.09 |  | 2.5 | 270 | 270 |  | 272.5 | 272.5 |  | 2.29 | 270 | 270 |  | 272.29 | 272.29
2020-06-10 16:00 | LONG | LONG | BALP | 2.09 | 24 |  | 24 | 21.91 |  | 21.91 | 2.5 | 24 |  | 24 | 21.5 |  | 21.5 | 2.29 | 24 |  | 24 | 21.71 |  | 21.71
2020-06-10 17:00 | SHORT | SHORT | BALP | 2.09 | 95 | 95 |  | 97.09 | 97.09 |  | 2.5 | 95 | 95 |  | 97.5 | 97.5 |  | 2.29 | 95 | 95 |  | 97.29 | 97.29
2020-06-10 18:00 | SHORT | SHORT | BALP | 2.09 | 93 | 93 |  | 95.09 | 95.09 |  | 2.5 | 93 | 93 |  | 95.5 | 95.5 |  | 2.29 | 93 | 93 |  | 95.29 | 95.29
2020-06-10 19:00 | SHORT | SHORT | BALP | 2.09 | 95 | 95 |  | 97.09 | 97.09 |  | 2.5 | 95 | 95 |  | 97.5 | 97.5 |  | 2.29 | 95 | 95 |  | 97.29 | 97.29
2020-06-10 20:00 | SHORT | SHORT | BALP | 2.09 | 95 | 95 |  | 97.09 | 97.09 |  | 2.5 | 95 | 95 |  | 97.5 | 97.5 |  | 2.29 | 95 | 95 |  | 97.29 | 97.29
2020-06-10 21:00 | SHORT | SHORT | BALP | 2.09 | 95 | 95 |  | 97.09 | 97.09 |  | 2.5 | 95 | 95 |  | 97.5 | 97.5 |  | 2.29 | 95 | 95 |  | 97.29 | 97.29
2020-06-10 22:00 | SHORT | SHORT | BALP | 2.09 | 95 | 95 |  | 97.09 | 97.09 |  | 2.5 | 95 | 95 |  | 97.5 | 97.5 |  | 2.29 | 95 | 95 |  | 97.29 | 97.29
2020-06-10 23:00 | SHORT | LONG | BALP | 2.09 | 95 | 95 |  | 97.09 | 97.09 |  | 2.5 | 95 | 95 |  | 97.5 | 97.5 |  | 2.29 | 38.03 |  | 38.03 | 35.74 |  | 35.74
2020-06-11 | SHORT | SHORT | BALP | 2.09 | 95 | 95 |  | 97.09 | 97.09 |  | 2.5 | 95 | 95 |  | 97.5 | 97.5 |  | 2.29 | 95 | 95 |  | 97.29 | 97.29
2020-06-11 01:00 | LONG | LONG | BALP | 2.09 | 0 |  | 0 | -2.09 |  | -2.09 | 2.5 | 0 |  | 0 | -2.5 |  | -2.5 | 2.29 | 0 |  | 0 | -2.29 |  | -2.29
2020-06-11 02:00 | SHORT | SHORT | VoAA | 2.09 | 42.1 | 42.1 |  | 44.19 | 44.19 |  | 2.5 | 41.1 | 41.1 |  | 43.6 | 43.6 |  | 2.29 | 41.45 | 41.45 |  | 43.74 | 43.74
2020-06-11 03:00 | LONG | LONG | BALP | 2.09 | -2 |  | -2 | -4.09 |  | -4.09 | 2.5 | -2 |  | -2 | -4.5 |  | -4.5 | 2.29 | -2 |  | -2 | -4.29 |  | -4.29
2020-06-11 04:00 | LONG | LONG | BALP | 2.09 | -2 |  | -2 | -4.09 |  | -4.09 | 2.5 | -2 |  | -2 | -4.5 |  | -4.5 | 2.29 | -2 |  | -2 | -4.29 |  | -4.29
2020-06-11 05:00 | LONG | LONG | BALP | 2.09 | 16.1 |  | 16.1 | 14.01 |  | 14.01 | 2.5 | 16.1 |  | 16.1 | 13.6 |  | 13.6 | 2.29 | 16.1 |  | 16.1 | 13.81 |  | 13.81
2020-06-11 06:00 | LONG | LONG | VoAA | 2.09 | 0 |  | 0 | -2.09 |  | -2.09 | 2.5 | 20 |  | 20 | 17.5 |  | 17.5 | 2.29 | 1.5 |  | 1.5 | -0.79 |  | -0.79
2020-06-11 07:00 | LONG | LONG | VoAA | 2.09 | 40.1 |  | 40.1 | 38.01 |  | 38.01 | 2.5 | 41.1 |  | 41.1 | 38.6 |  | 38.6 | 2.29 | 30 |  | 30 | 27.71 |  | 27.71
2020-06-11 08:00 | SHORT | SHORT | BALP | 2.09 | 95 | 95 |  | 97.09 | 97.09 |  | 2.5 | 95 | 95 |  | 97.5 | 97.5 |  | 2.29 | 95 | 95 |  | 97.29 | 97.29
2020-06-11 09:00 | SHORT | SHORT | BALP | 2.09 | 95 | 95 |  | 97.09 | 97.09 |  | 2.5 | 95 | 95 |  | 97.5 | 97.5 |  | 2.29 | 95 | 95 |  | 97.29 | 97.29
2020-06-11 10:00 | SHORT | SHORT | BALP | 2.09 | 60 | 60 |  | 62.09 | 62.09 |  | 2.5 | 60 | 60 |  | 62.5 | 62.5 |  | 2.29 | 60 | 60 |  | 62.29 | 62.29
2020-06-11 11:00 | LONG | LONG | VoAA | 2.09 | 40.1 |  | 40.1 | 38.01 |  | 38.01 | 2.5 | 45.28 |  | 45.28 | 42.78 |  | 42.78 | 2.29 | 49.46 |  | 49.46 | 47.17 |  | 47.17
2020-06-11 12:00 | SHORT | SHORT | BALP | 2.09 | 95 | 95 |  | 97.09 | 97.09 |  | 2.5 | 95 | 95 |  | 97.5 | 97.5 |  | 2.29 | 95 | 95 |  | 97.29 | 97.29
2020-06-11 13:00 | SHORT | SHORT | BALP | 2.09 | 95 | 95 |  | 97.09 | 97.09 |  | 2.5 | 95 | 95 |  | 97.5 | 97.5 |  | 2.29 | 95 | 95 |  | 97.29 | 97.29
2020-06-11 14:00 | LONG | LONG | BALP | 2.09 | 0.1 |  | 0.1 | -1.99 |  | -1.99 | 2.5 | 0.1 |  | 0.1 | -2.4 |  | -2.4 | 2.29 | 0.1 |  | 0.1 | -2.19 |  | -2.19
2020-06-11 15:00 | SHORT | SHORT | BALP | 2.09 | 60 | 60 |  | 62.09 | 62.09 |  | 2.5 | 60 | 60 |  | 62.5 | 62.5 |  | 2.29 | 60 | 60 |  | 62.29 | 62.29
2020-06-11 16:00 | LONG | LONG | VoAA | 2.09 | 10 |  | 10 | 7.91 |  | 7.91 | 2.5 | 25.51 |  | 25.51 | 23.01 |  | 23.01 | 2.29 | 40.01 |  | 40.01 | 37.72 |  | 37.72
2020-06-11 17:00 | LONG | LONG | BALP | 2.09 | 5.28 |  | 5.28 | 3.19 |  | 3.19 | 2.5 | 5.28 |  | 5.28 | 2.78 |  | 2.78 | 2.29 | 5.28 |  | 5.28 | 2.99 |  | 2.99
2020-06-11 18:00 | LONG | LONG | VoAA | 2.09 | 40.1 |  | 40.1 | 38.01 |  | 38.01 | 2.5 | 40.59 |  | 40.59 | 38.09 |  | 38.09 | 2.29 | 40.07 |  | 40.07 | 37.78 |  | 37.78
2020-06-11 19:00 | LONG | LONG | VoAA | 2.09 | 40.1 |  | 40.1 | 38.01 |  | 38.01 | 2.5 | 41.1 |  | 41.1 | 38.6 |  | 38.6 | 2.29 | 41.67 |  | 41.67 | 39.38 |  | 39.38
2020-06-11 20:00 | SHORT | SHORT | BALP | 2.09 | 95 | 95 |  | 97.09 | 97.09 |  | 2.5 | 95 | 95 |  | 97.5 | 97.5 |  | 2.29 | 95 | 95 |  | 97.29 | 97.29
2020-06-11 21:00 | SHORT | SHORT | BALP | 2.09 | 42.36 | 42.36 |  | 44.45 | 44.45 |  | 2.5 | 42.36 | 42.36 |  | 44.86 | 44.86 |  | 2.29 | 42.36 | 42.36 |  | 44.65 | 44.65
2020-06-11 22:00 | SHORT | SHORT | BALP | 2.09 | 95 | 95 |  | 97.09 | 97.09 |  | 2.5 | 95 | 95 |  | 97.5 | 97.5 |  | 2.29 | 95 | 95 |  | 97.29 | 97.29
2020-06-11 23:00 | SHORT | SHORT | BALP | 2.09 | 95 | 95 |  | 97.09 | 97.09 |  | 2.5 | 95 | 95 |  | 97.5 | 97.5 |  | 2.29 | 95 | 95 |  | 97.29 | 97.29
2020-06-12 | SHORT | SHORT | BALP | 2.09 | 60 | 60 |  | 62.09 | 62.09 |  | 2.5 | 60 | 60 |  | 62.5 | 62.5 |  | 2.29 | 60 | 60 |  | 62.29 | 62.29
2020-06-12 01:00 | SHORT | SHORT | BALP | 2.09 | 61.2 | 61.2 |  | 63.29 | 63.29 |  | 2.5 | 61.2 | 61.2 |  | 63.7 | 63.7 |  | 2.29 | 61.2 | 61.2 |  | 63.49 | 63.49
2020-06-12 02:00 | LONG | LONG | BALP | 2.09 | 0 |  | 0 | -2.09 |  | -2.09 | 2.5 | 0 |  | 0 | -2.5 |  | -2.5 | 2.29 | 0 |  | 0 | -2.29 |  | -2.29
2020-06-12 03:00 | SHORT | SHORT | BALP | 2.09 | 60 | 60 |  | 62.09 | 62.09 |  | 2.5 | 60 | 60 |  | 62.5 | 62.5 |  | 2.29 | 60 | 60 |  | 62.29 | 62.29
2020-06-12 04:00 | LONG | LONG | VoAA | 2.09 | 40.2 |  | 40.2 | 38.11 |  | 38.11 | 2.5 | 36.7 |  | 36.7 | 34.2 |  | 34.2 | 2.29 | 27.01 |  | 27.01 | 24.72 |  | 24.72
2020-06-12 05:00 | LONG | LONG | BALP | 2.09 | -4 |  | -4 | -6.09 |  | -6.09 | 2.5 | -4 |  | -4 | -6.5 |  | -6.5 | 2.29 | -4 |  | -4 | -6.29 |  | -6.29
2020-06-12 06:00 | LONG | LONG | BALP | 2.09 | 0 |  | 0 | -2.09 |  | -2.09 | 2.5 | 0 |  | 0 | -2.5 |  | -2.5 | 2.29 | 0 |  | 0 | -2.29 |  | -2.29
2020-06-12 07:00 | SHORT | SHORT | VoAA | 2.09 | 33.2 | 33.2 |  | 35.29 | 35.29 |  | 2.5 | 35.6 | 35.6 |  | 38.1 | 38.1 |  | 2.29 | 24.1 | 24.1 |  | 26.39 | 26.39
2020-06-12 08:00 | SHORT | SHORT | VoAA | 2.09 | 45.43 | 45.43 |  | 47.52 | 47.52 |  | 2.5 | 41.72 | 41.72 |  | 44.22 | 44.22 |  | 2.29 | 44.43 | 44.43 |  | 46.72 | 46.72
2020-06-12 09:00 | SHORT | SHORT | VoAA | 2.09 | 45.05 | 45.05 |  | 47.14 | 47.14 |  | 2.5 | 41.53 | 41.53 |  | 44.03 | 44.03 |  | 2.29 | 44.05 | 44.05 |  | 46.34 | 46.34
2020-06-12 10:00 | LONG | LONG | VoAA | 2.09 | 38 |  | 38 | 35.91 |  | 35.91 | 2.5 | 42.01 |  | 42.01 | 39.51 |  | 39.51 | 2.29 | 45.01 |  | 45.01 | 42.72 |  | 42.72
2020-06-12 11:00 | SHORT | SHORT | BALP | 2.09 | 54.8 | 54.8 |  | 56.89 | 56.89 |  | 2.5 | 54.8 | 54.8 |  | 57.3 | 57.3 |  | 2.29 | 54.8 | 54.8 |  | 57.09 | 57.09
2020-06-12 12:00 | SHORT | SHORT | BALP | 2.09 | 55.1 | 55.1 |  | 57.19 | 57.19 |  | 2.5 | 55.1 | 55.1 |  | 57.6 | 57.6 |  | 2.29 | 55.1 | 55.1 |  | 57.39 | 57.39
2020-06-12 13:00 | SHORT | SHORT | BALP | 2.09 | 57.8 | 57.8 |  | 59.89 | 59.89 |  | 2.5 | 57.8 | 57.8 |  | 60.3 | 60.3 |  | 2.29 | 57.8 | 57.8 |  | 60.09 | 60.09
2020-06-12 14:00 | SHORT | SHORT | BALP | 2.09 | 49 | 49 |  | 51.09 | 51.09 |  | 2.5 | 49 | 49 |  | 51.5 | 51.5 |  | 2.29 | 49 | 49 |  | 51.29 | 51.29
2020-06-12 15:00 | LONG | LONG | VoAA | 2.09 | 38 |  | 38 | 35.91 |  | 35.91 | 2.5 | 39 |  | 39 | 36.5 |  | 36.5 | 2.29 | 42.4 |  | 42.4 | 40.11 |  | 40.11
2020-06-12 16:00 | LONG | LONG | VoAA | 2.09 | 38 |  | 38 | 35.91 |  | 35.91 | 2.5 | 39 |  | 39 | 36.5 |  | 36.5 | 2.29 | 44.8 |  | 44.8 | 42.51 |  | 42.51
2020-06-12 17:00 | SHORT | SHORT | BALP | 2.09 | 93 | 93 |  | 95.09 | 95.09 |  | 2.5 | 93 | 93 |  | 95.5 | 95.5 |  | 2.29 | 93 | 93 |  | 95.29 | 95.29
2020-06-12 18:00 | SHORT | SHORT | BALP | 2.09 | 95 | 95 |  | 97.09 | 97.09 |  | 2.5 | 95 | 95 |  | 97.5 | 97.5 |  | 2.29 | 95 | 95 |  | 97.29 | 97.29
2020-06-12 19:00 | SHORT | SHORT | VoAA | 2.09 | 40 | 40 |  | 42.09 | 42.09 |  | 2.5 | 39 | 39 |  | 41.5 | 41.5 |  | 2.29 | 40.09 | 40.09 |  | 42.38 | 42.38
2020-06-12 20:00 | SHORT | SHORT | BALP | 2.09 | 93 | 93 |  | 95.09 | 95.09 |  | 2.5 | 93 | 93 |  | 95.5 | 95.5 |  | 2.29 | 93 | 93 |  | 95.29 | 95.29
2020-06-12 21:00 | LONG | LONG | BALP | 2.09 | 2.32 |  | 2.32 | 0.23 |  | 0.23 | 2.5 | 2.32 |  | 2.32 | -0.18 |  | -0.18 | 2.29 | 2.32 |  | 2.32 | 0.03 |  | 0.03
2020-06-12 22:00 | SHORT | SHORT | VoAA | 2.09 | 42.2 | 42.2 |  | 44.29 | 44.29 |  | 2.5 | 39.2 | 39.2 |  | 41.7 | 41.7 |  | 2.29 | 44.78 | 44.78 |  | 47.07 | 47.07
2020-06-12 23:00 | SHORT | SHORT | BALP | 2.09 | 52 | 52 |  | 54.09 | 54.09 |  | 2.5 | 52 | 52 |  | 54.5 | 54.5 |  | 2.29 | 52 | 52 |  | 54.29 | 54.29
2020-06-13 | SHORT | SHORT | BALP | 2.09 | 95 | 95 |  | 97.09 | 97.09 |  | 2.5 | 95 | 95 |  | 97.5 | 97.5 |  | 2.29 | 95 | 95 |  | 97.29 | 97.29
2020-06-13 01:00 | LONG | LONG | BALP | 2.09 | 0.9 |  | 0.9 | -1.19 |  | -1.19 | 2.5 | 0.9 |  | 0.9 | -1.6 |  | -1.6 | 2.29 | 0.9 |  | 0.9 | -1.39 |  | -1.39
2020-06-13 02:00 | LONG | LONG | BALP | 2.09 | 0 |  | 0 | -2.09 |  | -2.09 | 2.5 | 0 |  | 0 | -2.5 |  | -2.5 | 2.29 | 0 |  | 0 | -2.29 |  | -2.29
2020-06-13 03:00 | LONG | LONG | BALP | 2.09 | 0 |  | 0 | -2.09 |  | -2.09 | 2.5 | 0 |  | 0 | -2.5 |  | -2.5 | 2.29 | 0 |  | 0 | -2.29 |  | -2.29
2020-06-13 04:00 | LONG | LONG | BALP | 2.09 | 0 |  | 0 | -2.09 |  | -2.09 | 2.5 | 0 |  | 0 | -2.5 |  | -2.5 | 2.29 | 0 |  | 0 | -2.29 |  | -2.29
2020-06-13 05:00 | LONG | LONG | BALP | 2.09 | 0 |  | 0 | -2.09 |  | -2.09 | 2.5 | 0 |  | 0 | -2.5 |  | -2.5 | 2.29 | 0 |  | 0 | -2.29 |  | -2.29
2020-06-13 06:00 | SHORT | SHORT | BALP | 2.09 | 95 | 95 |  | 97.09 | 97.09 |  | 2.5 | 95 | 95 |  | 97.5 | 97.5 |  | 2.29 | 95 | 95 |  | 97.29 | 97.29
2020-06-13 07:00 | SHORT | SHORT | BALP | 2.09 | 95 | 95 |  | 97.09 | 97.09 |  | 2.5 | 95 | 95 |  | 97.5 | 97.5 |  | 2.29 | 95 | 95 |  | 97.29 | 97.29
2020-06-13 08:00 | SHORT | SHORT | BALP | 2.09 | 95 | 95 |  | 97.09 | 97.09 |  | 2.5 | 95 | 95 |  | 97.5 | 97.5 |  | 2.29 | 95 | 95 |  | 97.29 | 97.29
2020-06-13 09:00 | SHORT | SHORT | BALP | 2.09 | 80 | 80 |  | 82.09 | 82.09 |  | 2.5 | 80 | 80 |  | 82.5 | 82.5 |  | 2.29 | 80 | 80 |  | 82.29 | 82.29
2020-06-13 10:00 | SHORT | LONG | BALP | 2.09 | 60 | 60 |  | 62.09 | 62.09 |  | 2.5 | 60 | 60 |  | 62.5 | 62.5 |  | 2.29 | 46.53 |  | 46.53 | 44.24 |  | 44.24
2020-06-13 11:00 | LONG | LONG | BALP | 2.09 | 9.84 |  | 9.84 | 7.75 |  | 7.75 | 2.5 | 9.84 |  | 9.84 | 7.34 |  | 7.34 | 2.29 | 9.84 |  | 9.84 | 7.55 |  | 7.55
2020-06-13 12:00 | LONG | LONG | BALP | 2.09 | 9.01 |  | 9.01 | 6.92 |  | 6.92 | 2.5 | 9.01 |  | 9.01 | 6.51 |  | 6.51 | 2.29 | 9.01 |  | 9.01 | 6.72 |  | 6.72
2020-06-13 13:00 | LONG | LONG | BALP | 2.09 | 0.01 |  | 0.01 | -2.08 |  | -2.08 | 2.5 | 0.01 |  | 0.01 | -2.49 |  | -2.49 | 2.29 | 0.01 |  | 0.01 | -2.28 |  | -2.28
2020-06-13 14:00 | LONG | LONG | BALP | 2.09 | 1.87 |  | 1.87 | -0.22 |  | -0.22 | 2.5 | 1.87 |  | 1.87 | -0.63 |  | -0.63 | 2.29 | 1.87 |  | 1.87 | -0.42 |  | -0.42
2020-06-13 15:00 | LONG | LONG | BALP | 2.09 | 1.68 |  | 1.68 | -0.41 |  | -0.41 | 2.5 | 1.68 |  | 1.68 | -0.82 |  | -0.82 | 2.29 | 1.68 |  | 1.68 | -0.61 |  | -0.61
2020-06-13 16:00 | LONG | LONG | BALP | 2.09 | 1.51 |  | 1.51 | -0.58 |  | -0.58 | 2.5 | 1.51 |  | 1.51 | -0.99 |  | -0.99 | 2.29 | 1.51 |  | 1.51 | -0.78 |  | -0.78
2020-06-13 17:00 | LONG | LONG | BALP | 2.09 | 2.49 |  | 2.49 | 0.4 |  | 0.4 | 2.5 | 2.49 |  | 2.49 | -0.01 |  | -0.01 | 2.29 | 2.49 |  | 2.49 | 0.2 |  | 0.2
2020-06-13 18:00 | LONG | LONG | BALP | 2.09 | 9.08 |  | 9.08 | 6.99 |  | 6.99 | 2.5 | 9.08 |  | 9.08 | 6.58 |  | 6.58 | 2.29 | 9.08 |  | 9.08 | 6.79 |  | 6.79
2020-06-13 19:00 | LONG | LONG | BALP | 2.09 | 11.47 |  | 11.47 | 9.38 |  | 9.38 | 2.5 | 11.47 |  | 11.47 | 8.97 |  | 8.97 | 2.29 | 11.47 |  | 11.47 | 9.18 |  | 9.18
2020-06-13 20:00 | SHORT | SHORT | BALP | 2.09 | 68.6 | 68.6 |  | 70.69 | 70.69 |  | 2.5 | 68.6 | 68.6 |  | 71.1 | 71.1 |  | 2.29 | 68.6 | 68.6 |  | 70.89 | 70.89
2020-06-13 21:00 | SHORT | LONG | BALP | 2.09 | 60 | 60 |  | 62.09 | 62.09 |  | 2.5 | 60 | 60 |  | 62.5 | 62.5 |  | 2.29 | 33.08 |  | 33.08 | 30.79 |  | 30.79
2020-06-13 22:00 | LONG | LONG | BALP | 2.09 | 0.01 |  | 0.01 | -2.08 |  | -2.08 | 2.5 | 0.01 |  | 0.01 | -2.49 |  | -2.49 | 2.29 | 0.01 |  | 0.01 | -2.28 |  | -2.28
2020-06-13 23:00 | LONG | LONG | BALP | 2.09 | 1.22 |  | 1.22 | -0.87 |  | -0.87 | 2.5 | 1.22 |  | 1.22 | -1.28 |  | -1.28 | 2.29 | 1.22 |  | 1.22 | -1.07 |  | -1.07
2020-06-14 | SHORT | SHORT | VoAA | 2.09 | 11.23 | 11.23 |  | 13.32 | 13.32 |  | 2.5 | 5.62 | 5.62 |  | 8.12 | 8.12 |  | 2.29 | 14.81 | 14.81 |  | 17.1 | 17.1
2020-06-14 01:00 | LONG | LONG | BALP | 2.09 | 1.32 |  | 1.32 | -0.77 |  | -0.77 | 2.5 | 1.32 |  | 1.32 | -1.18 |  | -1.18 | 2.29 | 1.32 |  | 1.32 | -0.97 |  | -0.97
2020-06-14 02:00 | LONG | LONG | BALP | 2.09 | 0.42 |  | 0.42 | -1.67 |  | -1.67 | 2.5 | 0.42 |  | 0.42 | -2.08 |  | -2.08 | 2.29 | 0.42 |  | 0.42 | -1.87 |  | -1.87
2020-06-14 03:00 | LONG | LONG | BALP | 2.09 | 0.42 |  | 0.42 | -1.67 |  | -1.67 | 2.5 | 0.42 |  | 0.42 | -2.08 |  | -2.08 | 2.29 | 0.42 |  | 0.42 | -1.87 |  | -1.87
2020-06-14 04:00 | LONG | LONG | BALP | 2.09 | 0.42 |  | 0.42 | -1.67 |  | -1.67 | 2.5 | 0.42 |  | 0.42 | -2.08 |  | -2.08 | 2.29 | 0.42 |  | 0.42 | -1.87 |  | -1.87
2020-06-14 05:00 | LONG | LONG | BALP | 2.09 | 0.42 |  | 0.42 | -1.67 |  | -1.67 | 2.5 | 0.42 |  | 0.42 | -2.08 |  | -2.08 | 2.29 | 0.42 |  | 0.42 | -1.87 |  | -1.87
2020-06-14 06:00 | LONG | LONG | BALP | 2.09 | 0 |  | 0 | -2.09 |  | -2.09 | 2.5 | 0 |  | 0 | -2.5 |  | -2.5 | 2.29 | 0 |  | 0 | -2.29 |  | -2.29
2020-06-14 07:00 | LONG | SHORT | BALP | 2.09 | 0 |  | 0 | -2.09 |  | -2.09 | 2.5 | 0 |  | 0 | -2.5 |  | -2.5 | 2.29 | 28.05 | 28.05 |  | 30.34 | 30.34
2020-06-14 08:00 | SHORT | SHORT | BALP | 2.09 | 95 | 95 |  | 97.09 | 97.09 |  | 2.5 | 95 | 95 |  | 97.5 | 97.5 |  | 2.29 | 95 | 95 |  | 97.29 | 97.29
2020-06-14 09:00 | LONG | LONG | BALP | 2.09 | 0.01 |  | 0.01 | -2.08 |  | -2.08 | 2.5 | 0.01 |  | 0.01 | -2.49 |  | -2.49 | 2.29 | 0.01 |  | 0.01 | -2.28 |  | -2.28
2020-06-14 10:00 | LONG | LONG | BALP | 2.09 | -8.24 |  | -8.24 | -10.33 |  | -10.33 | 2.5 | -8.24 |  | -8.24 | -10.74 |  | -10.74 | 2.29 | -8.24 |  | -8.24 | -10.53 |  | -10.53
2020-06-14 11:00 | LONG | LONG | BALP | 2.09 | 0.01 |  | 0.01 | -2.08 |  | -2.08 | 2.5 | 0.01 |  | 0.01 | -2.49 |  | -2.49 | 2.29 | 0.01 |  | 0.01 | -2.28 |  | -2.28
2020-06-14 12:00 | LONG | LONG | BALP | 2.09 | 0 |  | 0 | -2.09 |  | -2.09 | 2.5 | 0 |  | 0 | -2.5 |  | -2.5 | 2.29 | 0 |  | 0 | -2.29 |  | -2.29
2020-06-14 13:00 | LONG | LONG | BALP | 2.09 | 0 |  | 0 | -2.09 |  | -2.09 | 2.5 | 0 |  | 0 | -2.5 |  | -2.5 | 2.29 | 0 |  | 0 | -2.29 |  | -2.29
2020-06-14 14:00 | LONG | LONG | BALP | 2.09 | 0 |  | 0 | -2.09 |  | -2.09 | 2.5 | 0 |  | 0 | -2.5 |  | -2.5 | 2.29 | 0 |  | 0 | -2.29 |  | -2.29
2020-06-14 15:00 | LONG | LONG | BALP | 2.09 | 0.01 |  | 0.01 | -2.08 |  | -2.08 | 2.5 | 0.01 |  | 0.01 | -2.49 |  | -2.49 | 2.29 | 0.01 |  | 0.01 | -2.28 |  | -2.28
2020-06-14 16:00 | LONG | LONG | BALP | 2.09 | 0.01 |  | 0.01 | -2.08 |  | -2.08 | 2.5 | 0.01 |  | 0.01 | -2.49 |  | -2.49 | 2.29 | 0.01 |  | 0.01 | -2.28 |  | -2.28
2020-06-14 17:00 | LONG | LONG | BALP | 2.09 | 0.01 |  | 0.01 | -2.08 |  | -2.08 | 2.5 | 0.01 |  | 0.01 | -2.49 |  | -2.49 | 2.29 | 0.01 |  | 0.01 | -2.28 |  | -2.28
2020-06-14 18:00 | LONG | LONG | BALP | 2.09 | 0.01 |  | 0.01 | -2.08 |  | -2.08 | 2.5 | 0.01 |  | 0.01 | -2.49 |  | -2.49 | 2.29 | 0.01 |  | 0.01 | -2.28 |  | -2.28
2020-06-14 19:00 | LONG | LONG | BALP | 2.09 | 5.32 |  | 5.32 | 3.23 |  | 3.23 | 2.5 | 5.32 |  | 5.32 | 2.82 |  | 2.82 | 2.29 | 5.32 |  | 5.32 | 3.03 |  | 3.03
2020-06-14 20:00 | LONG | LONG | BALP | 2.09 | 7.53 |  | 7.53 | 5.44 |  | 5.44 | 2.5 | 7.53 |  | 7.53 | 5.03 |  | 5.03 | 2.29 | 7.53 |  | 7.53 | 5.24 |  | 5.24
2020-06-14 21:00 | LONG | LONG | BALP | 2.09 | 4.78 |  | 4.78 | 2.69 |  | 2.69 | 2.5 | 4.78 |  | 4.78 | 2.28 |  | 2.28 | 2.29 | 4.78 |  | 4.78 | 2.49 |  | 2.49
2020-06-14 22:00 | LONG | LONG | VoAA | 2.09 | 47.3 |  | 47.3 | 45.21 |  | 45.21 | 2.5 | 43.65 |  | 43.65 | 41.15 |  | 41.15 | 2.29 | 42.07 |  | 42.07 | 39.78 |  | 39.78
2020-06-14 23:00 | LONG | LONG | BALP | 2.09 | 3.95 |  | 3.95 | 1.86 |  | 1.86 | 2.5 | 3.95 |  | 3.95 | 1.45 |  | 1.45 | 2.29 | 3.95 |  | 3.95 | 1.66 |  | 1.66
2020-06-15 | LONG | LONG | BALP | 2.09 | 3.2 |  | 3.2 | 1.11 |  | 1.11 | 2.5 | 3.2 |  | 3.2 | 0.7 |  | 0.7 | 2.29 | 3.2 |  | 3.2 | 0.91 |  | 0.91
2020-06-15 01:00 | SHORT | SHORT | BALP | 2.09 | 94 | 94 |  | 96.09 | 96.09 |  | 2.5 | 94 | 94 |  | 96.5 | 96.5 |  | 2.29 | 94 | 94 |  | 96.29 | 96.29
2020-06-15 02:00 | SHORT | SHORT | BALP | 2.09 | 94 | 94 |  | 96.09 | 96.09 |  | 2.5 | 94 | 94 |  | 96.5 | 96.5 |  | 2.29 | 94 | 94 |  | 96.29 | 96.29
2020-06-15 03:00 | SHORT | LONG | BALP | 2.09 | 94 | 94 |  | 96.09 | 96.09 |  | 2.5 | 94 | 94 |  | 96.5 | 96.5 |  | 2.29 | 1.46 |  | 1.46 | -0.83 |  | -0.83
2020-06-15 04:00 | LONG | LONG | BALP | 2.09 | 0 |  | 0 | -2.09 |  | -2.09 | 2.5 | 0 |  | 0 | -2.5 |  | -2.5 | 2.29 | 0 |  | 0 | -2.29 |  | -2.29
2020-06-15 05:00 | LONG | LONG | BALP | 2.09 | 0 |  | 0 | -2.09 |  | -2.09 | 2.5 | 0 |  | 0 | -2.5 |  | -2.5 | 2.29 | 0 |  | 0 | -2.29 |  | -2.29
2020-06-15 06:00 | LONG | LONG | BALP | 2.09 | 0 |  | 0 | -2.09 |  | -2.09 | 2.5 | 0 |  | 0 | -2.5 |  | -2.5 | 2.29 | 0 |  | 0 | -2.29 |  | -2.29
2020-06-15 07:00 | SHORT | SHORT | BALP | 2.09 | 59.42 | 59.42 |  | 61.51 | 61.51 |  | 2.5 | 59.42 | 59.42 |  | 61.92 | 61.92 |  | 2.29 | 59.42 | 59.42 |  | 61.71 | 61.71
2020-06-15 08:00 | LONG | LONG | BALP | 2.09 | 9.35 |  | 9.35 | 7.26 |  | 7.26 | 2.5 | 9.35 |  | 9.35 | 6.85 |  | 6.85 | 2.29 | 9.35 |  | 9.35 | 7.06 |  | 7.06
2020-06-15 09:00 | LONG | LONG | BALP | 2.09 | 10 |  | 10 | 7.91 |  | 7.91 | 2.5 | 10 |  | 10 | 7.5 |  | 7.5 | 2.29 | 10 |  | 10 | 7.71 |  | 7.71
2020-06-15 10:00 | LONG | LONG | BALP | 2.09 | 20 |  | 20 | 17.91 |  | 17.91 | 2.5 | 20 |  | 20 | 17.5 |  | 17.5 | 2.29 | 20 |  | 20 | 17.71 |  | 17.71
2020-06-15 11:00 | LONG | LONG | BALP | 2.09 | 10 |  | 10 | 7.91 |  | 7.91 | 2.5 | 10 |  | 10 | 7.5 |  | 7.5 | 2.29 | 10 |  | 10 | 7.71 |  | 7.71
2020-06-15 12:00 | LONG | LONG | BALP | 2.09 | 20 |  | 20 | 17.91 |  | 17.91 | 2.5 | 20 |  | 20 | 17.5 |  | 17.5 | 2.29 | 20 |  | 20 | 17.71 |  | 17.71
2020-06-15 13:00 | LONG | LONG | BALP | 2.09 | 62.94 |  | 62.94 | 60.85 |  | 60.85 | 2.5 | 62.94 |  | 62.94 | 60.44 |  | 60.44 | 2.29 | 62.94 |  | 62.94 | 60.65 |  | 60.65
2020-06-15 14:00 | LONG | LONG | BALP | 2.09 | 38.3 |  | 38.3 | 36.21 |  | 36.21 | 2.5 | 38.3 |  | 38.3 | 35.8 |  | 35.8 | 2.29 | 38.3 |  | 38.3 | 36.01 |  | 36.01
2020-06-15 15:00 | SHORT | SHORT | BALP | 2.09 | 71.8 | 71.8 |  | 73.89 | 73.89 |  | 2.5 | 71.8 | 71.8 |  | 74.3 | 74.3 |  | 2.29 | 71.8 | 71.8 |  | 74.09 | 74.09
2020-06-15 16:00 | SHORT | SHORT | BALP | 2.09 | 94 | 94 |  | 96.09 | 96.09 |  | 2.5 | 94 | 94 |  | 96.5 | 96.5 |  | 2.29 | 94 | 94 |  | 96.29 | 96.29
2020-06-15 17:00 | SHORT | LONG | BALP | 2.09 | 48.26 | 48.26 |  | 50.35 | 50.35 |  | 2.5 | 48.26 | 48.26 |  | 50.76 | 50.76 |  | 2.29 | 46.26 |  | 46.26 | 43.97 |  | 43.97
2020-06-15 18:00 | SHORT | LONG | BALP | 2.09 | 54.9 | 54.9 |  | 56.99 | 56.99 |  | 2.5 | 54.9 | 54.9 |  | 57.4 | 57.4 |  | 2.29 | 52.9 |  | 52.9 | 50.61 |  | 50.61
2020-06-15 19:00 | LONG | LONG | BALP | 2.09 | 38.3 |  | 38.3 | 36.21 |  | 36.21 | 2.5 | 38.3 |  | 38.3 | 35.8 |  | 35.8 | 2.29 | 38.3 |  | 38.3 | 36.01 |  | 36.01
2020-06-15 20:00 | LONG | LONG | BALP | 2.09 | 38.3 |  | 38.3 | 36.21 |  | 36.21 | 2.5 | 38.3 |  | 38.3 | 35.8 |  | 35.8 | 2.29 | 38.3 |  | 38.3 | 36.01 |  | 36.01
2020-06-15 21:00 | SHORT | SHORT | BALP | 2.09 | 94 | 94 |  | 96.09 | 96.09 |  | 2.5 | 94 | 94 |  | 96.5 | 96.5 |  | 2.29 | 94 | 94 |  | 96.29 | 96.29
2020-06-15 22:00 | SHORT | SHORT | BALP | 2.09 | 59.2 | 59.2 |  | 61.29 | 61.29 |  | 2.5 | 59.2 | 59.2 |  | 61.7 | 61.7 |  | 2.29 | 59.2 | 59.2 |  | 61.49 | 61.49
2020-06-15 23:00 | SHORT | SHORT | BALP | 2.09 | 53.93 | 53.93 |  | 56.02 | 56.02 |  | 2.5 | 53.93 | 53.93 |  | 56.43 | 56.43 |  | 2.29 | 53.93 | 53.93 |  | 56.22 | 56.22
2020-06-16 | SHORT | SHORT | VoAA | 2.09 | 50.35 | 50.35 |  | 52.44 | 52.44 |  | 2.5 | 48.83 | 48.83 |  | 51.33 | 51.33 |  | 2.29 | 49.59 | 49.59 |  | 51.88 | 51.88
2020-06-16 01:00 | SHORT | SHORT | BALP | 2.09 | 47.4 | 47.4 |  | 49.49 | 49.49 |  | 2.5 | 47.4 | 47.4 |  | 49.9 | 49.9 |  | 2.29 | 47.4 | 47.4 |  | 49.69 | 49.69
2020-06-16 02:00 | SHORT | SHORT | BALP | 2.09 | 42 | 42 |  | 44.09 | 44.09 |  | 2.5 | 42 | 42 |  | 44.5 | 44.5 |  | 2.29 | 42 | 42 |  | 44.29 | 44.29
2020-06-16 03:00 | LONG | LONG | VoAA | 2.09 | 10 |  | 10 | 7.91 |  | 7.91 | 2.5 | 11.57 |  | 11.57 | 9.07 |  | 9.07 | 2.29 | 3.84 |  | 3.84 | 1.55 |  | 1.55
2020-06-16 04:00 | LONG | LONG | VoAA | 2.09 | 10 |  | 10 | 7.91 |  | 7.91 | 2.5 | 11.63 |  | 11.63 | 9.13 |  | 9.13 | 2.29 | 3.14 |  | 3.14 | 0.85 |  | 0.85
2020-06-16 05:00 | LONG | LONG | BALP | 2.09 | 10 |  | 10 | 7.91 |  | 7.91 | 2.5 | 10 |  | 10 | 7.5 |  | 7.5 | 2.29 | 10 |  | 10 | 7.71 |  | 7.71
2020-06-16 06:00 | LONG | LONG | VoAA | 2.09 | 10 |  | 10 | 7.91 |  | 7.91 | 2.5 | 25 |  | 25 | 22.5 |  | 22.5 | 2.29 | 6.62 |  | 6.62 | 4.33 |  | 4.33
2020-06-16 07:00 | SHORT | SHORT | BALP | 2.09 | 49.25 | 49.25 |  | 51.34 | 51.34 |  | 2.5 | 49.25 | 49.25 |  | 51.75 | 51.75 |  | 2.29 | 49.25 | 49.25 |  | 51.54 | 51.54
2020-06-16 08:00 | LONG | LONG | BALP | 2.09 | 38.6 |  | 38.6 | 36.51 |  | 36.51 | 2.5 | 38.6 |  | 38.6 | 36.1 |  | 36.1 | 2.29 | 38.6 |  | 38.6 | 36.31 |  | 36.31
2020-06-16 09:00 | LONG | LONG | BALP | 2.09 | 20 |  | 20 | 17.91 |  | 17.91 | 2.5 | 20 |  | 20 | 17.5 |  | 17.5 | 2.29 | 20 |  | 20 | 17.71 |  | 17.71
2020-06-16 10:00 | LONG | LONG | BALP | 2.09 | 38.3 |  | 38.3 | 36.21 |  | 36.21 | 2.5 | 38.3 |  | 38.3 | 35.8 |  | 35.8 | 2.29 | 38.3 |  | 38.3 | 36.01 |  | 36.01
2020-06-16 11:00 | LONG | LONG | BALP | 2.09 | 20 |  | 20 | 17.91 |  | 17.91 | 2.5 | 20 |  | 20 | 17.5 |  | 17.5 | 2.29 | 20 |  | 20 | 17.71 |  | 17.71
2020-06-16 12:00 | SHORT | SHORT | BALP | 2.09 | 77.4 | 77.4 |  | 79.49 | 79.49 |  | 2.5 | 77.4 | 77.4 |  | 79.9 | 79.9 |  | 2.29 | 77.4 | 77.4 |  | 79.69 | 79.69
2020-06-16 13:00 | SHORT | LONG | BALP | 2.09 | 66.98 | 66.98 |  | 69.07 | 69.07 |  | 2.5 | 66.98 | 66.98 |  | 69.48 | 69.48 |  | 2.29 | 64.98 |  | 64.98 | 62.69 |  | 62.69
2020-06-16 14:00 | LONG | LONG | VoAA | 2.09 | 47.3 |  | 47.3 | 45.21 |  | 45.21 | 2.5 | 56.86 |  | 56.86 | 54.36 |  | 54.36 | 2.29 | 64.42 |  | 64.42 | 62.13 |  | 62.13
2020-06-16 15:00 | LONG | LONG | BALP | 2.09 | 38.3 |  | 38.3 | 36.21 |  | 36.21 | 2.5 | 38.3 |  | 38.3 | 35.8 |  | 35.8 | 2.29 | 38.3 |  | 38.3 | 36.01 |  | 36.01
2020-06-16 16:00 | LONG | LONG | BALP | 2.09 | 30.12 |  | 30.12 | 28.03 |  | 28.03 | 2.5 | 30.12 |  | 30.12 | 27.62 |  | 27.62 | 2.29 | 30.12 |  | 30.12 | 27.83 |  | 27.83
2020-06-16 17:00 | LONG | LONG | BALP | 2.09 | 29.92 |  | 29.92 | 27.83 |  | 27.83 | 2.5 | 29.92 |  | 29.92 | 27.42 |  | 27.42 | 2.29 | 29.92 |  | 29.92 | 27.63 |  | 27.63
2020-06-16 18:00 | SHORT | SHORT | VoAA | 2.09 | 40 | 40 |  | 42.09 | 42.09 |  | 2.5 | 30 | 30 |  | 32.5 | 32.5 |  | 2.29 | 44.71 | 44.71 |  | 47 | 47
2020-06-16 19:00 | SHORT | SHORT | BALP | 2.09 | 95 | 95 |  | 97.09 | 97.09 |  | 2.5 | 95 | 95 |  | 97.5 | 97.5 |  | 2.29 | 95 | 95 |  | 97.29 | 97.29
2020-06-16 20:00 | SHORT | SHORT | VoAA | 2.09 | 49.3 | 49.3 |  | 51.39 | 51.39 |  | 2.5 | 48.3 | 48.3 |  | 50.8 | 50.8 |  | 2.29 | 54.45 | 54.45 |  | 56.74 | 56.74
2020-06-16 21:00 | SHORT | SHORT | VoAA | 2.09 | 40 | 40 |  | 42.09 | 42.09 |  | 2.5 | 43.65 | 43.65 |  | 46.15 | 46.15 |  | 2.29 | 50.63 | 50.63 |  | 52.92 | 52.92
2020-06-16 22:00 | SHORT | SHORT | VoAA | 2.09 | 40 | 40 |  | 42.09 | 42.09 |  | 2.5 | 30 | 30 |  | 32.5 | 32.5 |  | 2.29 | 40.05 | 40.05 |  | 42.34 | 42.34
2020-06-16 23:00 | SHORT | SHORT | BALP | 2.09 | 38.19 | 38.19 |  | 40.28 | 40.28 |  | 2.5 | 38.19 | 38.19 |  | 40.69 | 40.69 |  | 2.29 | 38.19 | 38.19 |  | 40.48 | 40.48
2020-06-17 | SHORT | SHORT | VoAA | 2.09 | 34.3 | 34.3 |  | 36.39 | 36.39 |  | 2.5 | 40.8 | 40.8 |  | 43.3 | 43.3 |  | 2.29 | 23.18 | 23.18 |  | 25.47 | 25.47
2020-06-17 01:00 | SHORT | SHORT | VoAA | 2.09 | 34.07 | 34.07 |  | 36.16 | 36.16 |  | 2.5 | 22.04 | 22.04 |  | 24.54 | 24.54 |  | 2.29 | 41.02 | 41.02 |  | 43.31 | 43.31
2020-06-17 02:00 | LONG | LONG | BALP | 2.09 | 4.8 |  | 4.8 | 2.71 |  | 2.71 | 2.5 | 4.8 |  | 4.8 | 2.3 |  | 2.3 | 2.29 | 4.8 |  | 4.8 | 2.51 |  | 2.51
2020-06-17 03:00 | LONG | LONG | BALP | 2.09 | 0.1 |  | 0.1 | -1.99 |  | -1.99 | 2.5 | 0.1 |  | 0.1 | -2.4 |  | -2.4 | 2.29 | 0.1 |  | 0.1 | -2.19 |  | -2.19
2020-06-17 04:00 | LONG | LONG | BALP | 2.09 | 0 |  | 0 | -2.09 |  | -2.09 | 2.5 | 0 |  | 0 | -2.5 |  | -2.5 | 2.29 | 0 |  | 0 | -2.29 |  | -2.29
2020-06-17 05:00 | LONG | LONG | BALP | 2.09 | 20 |  | 20 | 17.91 |  | 17.91 | 2.5 | 20 |  | 20 | 17.5 |  | 17.5 | 2.29 | 20 |  | 20 | 17.71 |  | 17.71
2020-06-17 06:00 | LONG | LONG | BALP | 2.09 | -0.9 |  | -0.9 | -2.99 |  | -2.99 | 2.5 | -0.9 |  | -0.9 | -3.4 |  | -3.4 | 2.29 | -0.9 |  | -0.9 | -3.19 |  | -3.19
2020-06-17 07:00 | SHORT | SHORT | VoAA | 2.09 | 39.9 | 39.9 |  | 41.99 | 41.99 |  | 2.5 | 38.9 | 38.9 |  | 41.4 | 41.4 |  | 2.29 | 35.09 | 35.09 |  | 37.38 | 37.38
2020-06-17 08:00 | LONG | LONG | BALP | 2.09 | 20 |  | 20 | 17.91 |  | 17.91 | 2.5 | 20 |  | 20 | 17.5 |  | 17.5 | 2.29 | 20 |  | 20 | 17.71 |  | 17.71
2020-06-17 09:00 | LONG | LONG | BALP | 2.09 | 57.91 |  | 57.91 | 55.82 |  | 55.82 | 2.5 | 57.91 |  | 57.91 | 55.41 |  | 55.41 | 2.29 | 57.91 |  | 57.91 | 55.62 |  | 55.62
2020-06-17 10:00 | SHORT | SHORT | BALP | 2.09 | 95 | 95 |  | 97.09 | 97.09 |  | 2.5 | 95 | 95 |  | 97.5 | 97.5 |  | 2.29 | 95 | 95 |  | 97.29 | 97.29
2020-06-17 11:00 | SHORT | SHORT | BALP | 2.09 | 95 | 95 |  | 97.09 | 97.09 |  | 2.5 | 95 | 95 |  | 97.5 | 97.5 |  | 2.29 | 95 | 95 |  | 97.29 | 97.29
2020-06-17 12:00 | SHORT | SHORT | BALP | 2.09 | 95 | 95 |  | 97.09 | 97.09 |  | 2.5 | 95 | 95 |  | 97.5 | 97.5 |  | 2.29 | 95 | 95 |  | 97.29 | 97.29
2020-06-17 13:00 | SHORT | SHORT | BALP | 2.09 | 184.75 | 184.75 |  | 186.84 | 186.84 |  | 2.5 | 184.75 | 184.75 |  | 187.25 | 187.25 |  | 2.29 | 184.75 | 184.75 |  | 187.04 | 187.04
2020-06-17 14:00 | SHORT | SHORT | BALP | 2.09 | 150 | 150 |  | 152.09 | 152.09 |  | 2.5 | 150 | 150 |  | 152.5 | 152.5 |  | 2.29 | 150 | 150 |  | 152.29 | 152.29
2020-06-17 15:00 | SHORT | SHORT | BALP | 2.09 | 150 | 150 |  | 152.09 | 152.09 |  | 2.5 | 150 | 150 |  | 152.5 | 152.5 |  | 2.29 | 150 | 150 |  | 152.29 | 152.29
2020-06-17 16:00 | SHORT | SHORT | BALP | 2.09 | 95 | 95 |  | 97.09 | 97.09 |  | 2.5 | 95 | 95 |  | 97.5 | 97.5 |  | 2.29 | 95 | 95 |  | 97.29 | 97.29
2020-06-17 17:00 | SHORT | SHORT | BALP | 2.09 | 95 | 95 |  | 97.09 | 97.09 |  | 2.5 | 95 | 95 |  | 97.5 | 97.5 |  | 2.29 | 95 | 95 |  | 97.29 | 97.29
2020-06-17 18:00 | SHORT | LONG | BALP | 2.09 | 95 | 95 |  | 97.09 | 97.09 |  | 2.5 | 95 | 95 |  | 97.5 | 97.5 |  | 2.29 | 40.06 |  | 40.06 | 37.77 |  | 37.77
2020-06-17 19:00 | SHORT | SHORT | BALP | 2.09 | 199 | 199 |  | 201.09 | 201.09 |  | 2.5 | 199 | 199 |  | 201.5 | 201.5 |  | 2.29 | 199 | 199 |  | 201.29 | 201.29
2020-06-17 20:00 | LONG | LONG | BALP | 2.09 | 43.3 |  | 43.3 | 41.21 |  | 41.21 | 2.5 | 43.3 |  | 43.3 | 40.8 |  | 40.8 | 2.29 | 43.3 |  | 43.3 | 41.01 |  | 41.01
2020-06-17 21:00 | LONG | LONG | VoAA | 2.09 | 47.3 |  | 47.3 | 45.21 |  | 45.21 | 2.5 | 48.3 |  | 48.3 | 45.8 |  | 45.8 | 2.29 | 41.31 |  | 41.31 | 39.02 |  | 39.02
2020-06-17 22:00 | LONG | LONG | BALP | 2.09 | 20 |  | 20 | 17.91 |  | 17.91 | 2.5 | 20 |  | 20 | 17.5 |  | 17.5 | 2.29 | 20 |  | 20 | 17.71 |  | 17.71
2020-06-17 23:00 | SHORT | LONG | BALP | 2.09 | 95 | 95 |  | 97.09 | 97.09 |  | 2.5 | 95 | 95 |  | 97.5 | 97.5 |  | 2.29 | 35.71 |  | 35.71 | 33.42 |  | 33.42
2020-06-18 | LONG | LONG | BALP | 2.09 | -5.95 |  | -5.95 | -8.04 |  | -8.04 | 2.5 | -5.95 |  | -5.95 | -8.45 |  | -8.45 | 2.29 | -5.95 |  | -5.95 | -8.24 |  | -8.24
2020-06-18 01:00 | LONG | LONG | BALP | 2.09 | 13.98 |  | 13.98 | 11.89 |  | 11.89 | 2.5 | 13.98 |  | 13.98 | 11.48 |  | 11.48 | 2.29 | 13.98 |  | 13.98 | 11.69 |  | 11.69
2020-06-18 02:00 | LONG | LONG | BALP | 2.09 | 11.63 |  | 11.63 | 9.54 |  | 9.54 | 2.5 | 11.63 |  | 11.63 | 9.13 |  | 9.13 | 2.29 | 11.63 |  | 11.63 | 9.34 |  | 9.34
2020-06-18 03:00 | LONG | SHORT | BALP | 2.09 | 9.89 |  | 9.89 | 7.8 |  | 7.8 | 2.5 | 9.89 |  | 9.89 | 7.39 |  | 7.39 | 2.29 | 9.89 | 9.89 |  | 12.18 | 12.18
2020-06-18 04:00 | LONG | SHORT | BALP | 2.09 | 9.76 |  | 9.76 | 7.67 |  | 7.67 | 2.5 | 9.76 |  | 9.76 | 7.26 |  | 7.26 | 2.29 | 9.76 | 9.76 |  | 12.05 | 12.05
2020-06-18 05:00 | LONG | SHORT | BALP | 2.09 | 9.63 |  | 9.63 | 7.54 |  | 7.54 | 2.5 | 9.63 |  | 9.63 | 7.13 |  | 7.13 | 2.29 | 9.63 | 9.63 |  | 11.92 | 11.92
2020-06-18 06:00 | LONG | SHORT | BALP | 2.09 | 5.8 |  | 5.8 | 3.71 |  | 3.71 | 2.5 | 5.8 |  | 5.8 | 3.3 |  | 3.3 | 2.29 | 13.72 | 13.72 |  | 16.01 | 16.01
2020-06-18 07:00 | SHORT | SHORT | VoAA | 2.09 | 45 | 45 |  | 47.09 | 47.09 |  | 2.5 | 46.6 | 46.6 |  | 49.1 | 49.1 |  | 2.29 | 28.86 | 28.86 |  | 31.15 | 31.15
2020-06-18 08:00 | SHORT | SHORT | BALP | 2.09 | 95 | 95 |  | 97.09 | 97.09 |  | 2.5 | 95 | 95 |  | 97.5 | 97.5 |  | 2.29 | 95 | 95 |  | 97.29 | 97.29
2020-06-18 09:00 | SHORT | SHORT | BALP | 2.09 | 65 | 65 |  | 67.09 | 67.09 |  | 2.5 | 65 | 65 |  | 67.5 | 67.5 |  | 2.29 | 65 | 65 |  | 67.29 | 67.29
2020-06-18 10:00 | SHORT | SHORT | BALP | 2.09 | 95 | 95 |  | 97.09 | 97.09 |  | 2.5 | 95 | 95 |  | 97.5 | 97.5 |  | 2.29 | 95 | 95 |  | 97.29 | 97.29
2020-06-18 11:00 | SHORT | SHORT | BALP | 2.09 | 72.7 | 72.7 |  | 74.79 | 74.79 |  | 2.5 | 72.7 | 72.7 |  | 75.2 | 75.2 |  | 2.29 | 72.7 | 72.7 |  | 74.99 | 74.99
2020-06-18 12:00 | SHORT | SHORT | BALP | 2.09 | 95 | 95 |  | 97.09 | 97.09 |  | 2.5 | 95 | 95 |  | 97.5 | 97.5 |  | 2.29 | 95 | 95 |  | 97.29 | 97.29
2020-06-18 13:00 | SHORT | SHORT | BALP | 2.09 | 94 | 94 |  | 96.09 | 96.09 |  | 2.5 | 94 | 94 |  | 96.5 | 96.5 |  | 2.29 | 94 | 94 |  | 96.29 | 96.29
2020-06-18 14:00 | SHORT | SHORT | BALP | 2.09 | 94 | 94 |  | 96.09 | 96.09 |  | 2.5 | 94 | 94 |  | 96.5 | 96.5 |  | 2.29 | 94 | 94 |  | 96.29 | 96.29
2020-06-18 15:00 | SHORT | SHORT | BALP | 2.09 | 95 | 95 |  | 97.09 | 97.09 |  | 2.5 | 95 | 95 |  | 97.5 | 97.5 |  | 2.29 | 95 | 95 |  | 97.29 | 97.29
2020-06-18 16:00 | LONG | LONG | VoAA | 2.09 | 20 |  | 20 | 17.91 |  | 17.91 | 2.5 | 30.74 |  | 30.74 | 28.24 |  | 28.24 | 2.29 | 32.59 |  | 32.59 | 30.3 |  | 30.3
2020-06-18 17:00 | LONG | SHORT | BALP | 2.09 | 31.47 |  | 31.47 | 29.38 |  | 29.38 | 2.5 | 31.47 |  | 31.47 | 28.97 |  | 28.97 | 2.29 | 31.47 | 31.47 |  | 33.76 | 33.76
2020-06-18 18:00 | SHORT | SHORT | BALP | 2.09 | 95 | 95 |  | 97.09 | 97.09 |  | 2.5 | 95 | 95 |  | 97.5 | 97.5 |  | 2.29 | 95 | 95 |  | 97.29 | 97.29
2020-06-18 19:00 | SHORT | SHORT | BALP | 2.09 | 35.86 | 35.86 |  | 37.95 | 37.95 |  | 2.5 | 35.86 | 35.86 |  | 38.36 | 38.36 |  | 2.29 | 35.86 | 35.86 |  | 38.15 | 38.15
2020-06-18 20:00 | SHORT | SHORT | BALP | 2.09 | 94 | 94 |  | 96.09 | 96.09 |  | 2.5 | 94 | 94 |  | 96.5 | 96.5 |  | 2.29 | 94 | 94 |  | 96.29 | 96.29
2020-06-18 21:00 | LONG | LONG | BALP | 2.09 | 35.09 |  | 35.09 | 33 |  | 33 | 2.5 | 35.09 |  | 35.09 | 32.59 |  | 32.59 | 2.29 | 35.09 |  | 35.09 | 32.8 |  | 32.8
2020-06-18 22:00 | LONG | LONG | BALP | 2.09 | 34.72 |  | 34.72 | 32.63 |  | 32.63 | 2.5 | 34.72 |  | 34.72 | 32.22 |  | 32.22 | 2.29 | 34.72 |  | 34.72 | 32.43 |  | 32.43
2020-06-18 23:00 | LONG | LONG | VoAA | 2.09 | 48.2 |  | 48.2 | 46.11 |  | 46.11 | 2.5 | 39.95 |  | 39.95 | 37.45 |  | 37.45 | 2.29 | 35.03 |  | 35.03 | 32.74 |  | 32.74
2020-06-19 | SHORT | SHORT | BALP | 2.09 | 45 | 45 |  | 47.09 | 47.09 |  | 2.5 | 45 | 45 |  | 47.5 | 47.5 |  | 2.29 | 45 | 45 |  | 47.29 | 47.29
2020-06-19 01:00 | LONG | LONG | BALP | 2.09 | 4.96 |  | 4.96 | 2.87 |  | 2.87 | 2.5 | 4.96 |  | 4.96 | 2.46 |  | 2.46 | 2.29 | 4.96 |  | 4.96 | 2.67 |  | 2.67
2020-06-19 02:00 | LONG | LONG | BALP | 2.09 | 4.39 |  | 4.39 | 2.3 |  | 2.3 | 2.5 | 4.39 |  | 4.39 | 1.89 |  | 1.89 | 2.29 | 4.39 |  | 4.39 | 2.1 |  | 2.1
2020-06-19 03:00 | LONG | LONG | BALP | 2.09 | 3.19 |  | 3.19 | 1.1 |  | 1.1 | 2.5 | 3.19 |  | 3.19 | 0.69 |  | 0.69 | 2.29 | 3.19 |  | 3.19 | 0.9 |  | 0.9
2020-06-19 04:00 | SHORT | SHORT | BALP | 2.09 | 2.03 | 2.03 |  | 4.12 | 4.12 |  | 2.5 | 2.03 | 2.03 |  | 4.53 | 4.53 |  | 2.29 | 2.03 | 2.03 |  | 4.32 | 4.32
2020-06-19 05:00 | LONG | LONG | VoAA | 2.09 | -7.25 |  | -7.25 | -9.34 |  | -9.34 | 2.5 | 3.45 |  | 3.45 | 0.95 |  | 0.95 | 2.29 | 1.7 |  | 1.7 | -0.59 |  | -0.59
2020-06-19 06:00 | SHORT | SHORT | BALP | 2.09 | 4.15 | 4.15 |  | 6.24 | 6.24 |  | 2.5 | 4.15 | 4.15 |  | 6.65 | 6.65 |  | 2.29 | 4.15 | 4.15 |  | 6.44 | 6.44
2020-06-19 07:00 | SHORT | SHORT | BALP | 2.09 | 95 | 95 |  | 97.09 | 97.09 |  | 2.5 | 95 | 95 |  | 97.5 | 97.5 |  | 2.29 | 95 | 95 |  | 97.29 | 97.29
2020-06-19 08:00 | SHORT | LONG | BALP | 2.09 | 40 | 40 |  | 42.09 | 42.09 |  | 2.5 | 40 | 40 |  | 42.5 | 42.5 |  | 2.29 | 45.23 |  | 45.23 | 42.94 |  | 42.94
2020-06-19 09:00 | LONG | LONG | BALP | 2.09 | 1 |  | 1 | -1.09 |  | -1.09 | 2.5 | 1 |  | 1 | -1.5 |  | -1.5 | 2.29 | 1 |  | 1 | -1.29 |  | -1.29
2020-06-19 10:00 | SHORT | SHORT | BALP | 2.09 | 95 | 95 |  | 97.09 | 97.09 |  | 2.5 | 95 | 95 |  | 97.5 | 97.5 |  | 2.29 | 95 | 95 |  | 97.29 | 97.29
2020-06-19 11:00 | SHORT | SHORT | BALP | 2.09 | 95 | 95 |  | 97.09 | 97.09 |  | 2.5 | 95 | 95 |  | 97.5 | 97.5 |  | 2.29 | 95 | 95 |  | 97.29 | 97.29
2020-06-19 12:00 | SHORT | SHORT | BALP | 2.09 | 95 | 95 |  | 97.09 | 97.09 |  | 2.5 | 95 | 95 |  | 97.5 | 97.5 |  | 2.29 | 95 | 95 |  | 97.29 | 97.29
2020-06-19 13:00 | SHORT | SHORT | BALP | 2.09 | 95 | 95 |  | 97.09 | 97.09 |  | 2.5 | 95 | 95 |  | 97.5 | 97.5 |  | 2.29 | 95 | 95 |  | 97.29 | 97.29
2020-06-19 14:00 | SHORT | SHORT | BALP | 2.09 | 94 | 94 |  | 96.09 | 96.09 |  | 2.5 | 94 | 94 |  | 96.5 | 96.5 |  | 2.29 | 94 | 94 |  | 96.29 | 96.29
2020-06-19 15:00 | LONG | LONG | VoAA | 2.09 | 20 |  | 20 | 17.91 |  | 17.91 | 2.5 | 30 |  | 30 | 27.5 |  | 27.5 | 2.29 | 45.26 |  | 45.26 | 42.97 |  | 42.97
2020-06-19 16:00 | LONG | LONG | BALP | 2.09 | 8.94 |  | 8.94 | 6.85 |  | 6.85 | 2.5 | 8.94 |  | 8.94 | 6.44 |  | 6.44 | 2.29 | 8.94 |  | 8.94 | 6.65 |  | 6.65
2020-06-19 17:00 | SHORT | SHORT | VoAA | 2.09 | 40 | 40 |  | 42.09 | 42.09 |  | 2.5 | 30 | 30 |  | 32.5 | 32.5 |  | 2.29 | 11.06 | 11.06 |  | 13.35 | 13.35
2020-06-19 18:00 | SHORT | SHORT | BALP | 2.09 | 75 | 75 |  | 77.09 | 77.09 |  | 2.5 | 75 | 75 |  | 77.5 | 77.5 |  | 2.29 | 75 | 75 |  | 77.29 | 77.29
2020-06-19 19:00 | LONG | LONG | BALP | 2.09 | 10.13 |  | 10.13 | 8.04 |  | 8.04 | 2.5 | 10.13 |  | 10.13 | 7.63 |  | 7.63 | 2.29 | 10.13 |  | 10.13 | 7.84 |  | 7.84
2020-06-19 20:00 | LONG | LONG | BALP | 2.09 | 8.91 |  | 8.91 | 6.82 |  | 6.82 | 2.5 | 8.91 |  | 8.91 | 6.41 |  | 6.41 | 2.29 | 8.91 |  | 8.91 | 6.62 |  | 6.62
2020-06-19 21:00 | LONG | LONG | BALP | 2.09 | 6.07 |  | 6.07 | 3.98 |  | 3.98 | 2.5 | 6.07 |  | 6.07 | 3.57 |  | 3.57 | 2.29 | 6.07 |  | 6.07 | 3.78 |  | 3.78
2020-06-19 22:00 | LONG | LONG | BALP | 2.09 | 1 |  | 1 | -1.09 |  | -1.09 | 2.5 | 1 |  | 1 | -1.5 |  | -1.5 | 2.29 | 1 |  | 1 | -1.29 |  | -1.29
2020-06-19 23:00 | LONG | LONG | BALP | 2.09 | 1.41 |  | 1.41 | -0.68 |  | -0.68 | 2.5 | 1.41 |  | 1.41 | -1.09 |  | -1.09 | 2.29 | 1.41 |  | 1.41 | -0.88 |  | -0.88
2020-06-20 | LONG | LONG | BALP | 2.09 | 0.94 |  | 0.94 | -1.15 |  | -1.15 | 2.5 | 0.94 |  | 0.94 | -1.56 |  | -1.56 | 2.29 | 0.94 |  | 0.94 | -1.35 |  | -1.35
2020-06-20 01:00 | LONG | LONG | VoAA | 2.09 | 10 |  | 10 | 7.91 |  | 7.91 | 2.5 | 21.03 |  | 21.03 | 18.53 |  | 18.53 | 2.29 | 36.82 |  | 36.82 | 34.53 |  | 34.53
2020-06-20 02:00 | SHORT | SHORT | VoAA | 2.09 | 11.34 | 11.34 |  | 13.43 | 13.43 |  | 2.5 | -3.41 | -3.41 |  | -0.91 | -0.91 |  | 2.29 | 22.05 | 22.05 |  | 24.34 | 24.34
2020-06-20 03:00 | SHORT | SHORT | BALP | 2.09 | 50 | 50 |  | 52.09 | 52.09 |  | 2.5 | 50 | 50 |  | 52.5 | 52.5 |  | 2.29 | 50 | 50 |  | 52.29 | 52.29
2020-06-20 04:00 | SHORT | LONG | BALP | 2.09 | 1.25 | 1.25 |  | 3.34 | 3.34 |  | 2.5 | 1.25 | 1.25 |  | 3.75 | 3.75 |  | 2.29 | 1.25 |  | 1.25 | -1.04 |  | -1.04
2020-06-20 05:00 | LONG | LONG | BALP | 2.09 | -2.33 |  | -2.33 | -4.42 |  | -4.42 | 2.5 | -2.33 |  | -2.33 | -4.83 |  | -4.83 | 2.29 | -2.33 |  | -2.33 | -4.62 |  | -4.62
2020-06-20 06:00 | SHORT | SHORT | VoAA | 2.09 | 14.09 | 14.09 |  | 16.18 | 16.18 |  | 2.5 | 1.47 | 1.47 |  | 3.97 | 3.97 |  | 2.29 | 1.34 | 1.34 |  | 3.63 | 3.63
2020-06-20 07:00 | SHORT | SHORT | BALP | 2.09 | 95 | 95 |  | 97.09 | 97.09 |  | 2.5 | 95 | 95 |  | 97.5 | 97.5 |  | 2.29 | 95 | 95 |  | 97.29 | 97.29
2020-06-20 08:00 | SHORT | SHORT | BALP | 2.09 | 95 | 95 |  | 97.09 | 97.09 |  | 2.5 | 95 | 95 |  | 97.5 | 97.5 |  | 2.29 | 95 | 95 |  | 97.29 | 97.29
2020-06-20 09:00 | SHORT | SHORT | BALP | 2.09 | 75 | 75 |  | 77.09 | 77.09 |  | 2.5 | 75 | 75 |  | 77.5 | 77.5 |  | 2.29 | 75 | 75 |  | 77.29 | 77.29
2020-06-20 10:00 | SHORT | SHORT | BALP | 2.09 | 75 | 75 |  | 77.09 | 77.09 |  | 2.5 | 75 | 75 |  | 77.5 | 77.5 |  | 2.29 | 75 | 75 |  | 77.29 | 77.29
2020-06-20 11:00 | SHORT | SHORT | BALP | 2.09 | 75 | 75 |  | 77.09 | 77.09 |  | 2.5 | 75 | 75 |  | 77.5 | 77.5 |  | 2.29 | 75 | 75 |  | 77.29 | 77.29
2020-06-20 12:00 | SHORT | SHORT | BALP | 2.09 | 75 | 75 |  | 77.09 | 77.09 |  | 2.5 | 75 | 75 |  | 77.5 | 77.5 |  | 2.29 | 75 | 75 |  | 77.29 | 77.29
2020-06-20 13:00 | SHORT | SHORT | BALP | 2.09 | 95 | 95 |  | 97.09 | 97.09 |  | 2.5 | 95 | 95 |  | 97.5 | 97.5 |  | 2.29 | 95 | 95 |  | 97.29 | 97.29
2020-06-20 14:00 | SHORT | SHORT | BALP | 2.09 | 71.1 | 71.1 |  | 73.19 | 73.19 |  | 2.5 | 71.1 | 71.1 |  | 73.6 | 73.6 |  | 2.29 | 71.1 | 71.1 |  | 73.39 | 73.39
2020-06-20 15:00 | LONG | LONG | BALP | 2.09 | 8 |  | 8 | 5.91 |  | 5.91 | 2.5 | 8 |  | 8 | 5.5 |  | 5.5 | 2.29 | 8 |  | 8 | 5.71 |  | 5.71
2020-06-20 16:00 | SHORT | SHORT | VoAA | 2.09 | 22.08 | 22.08 |  | 24.17 | 24.17 |  | 2.5 | 16.04 | 16.04 |  | 18.54 | 18.54 |  | 2.29 | 12.06 | 12.06 |  | 14.35 | 14.35
2020-06-20 17:00 | SHORT | SHORT | BALP | 2.09 | 12.08 | 12.08 |  | 14.17 | 14.17 |  | 2.5 | 12.08 | 12.08 |  | 14.58 | 14.58 |  | 2.29 | 12.08 | 12.08 |  | 14.37 | 14.37
2020-06-20 18:00 | LONG | LONG | BALP | 2.09 | 12.26 |  | 12.26 | 10.17 |  | 10.17 | 2.5 | 12.26 |  | 12.26 | 9.76 |  | 9.76 | 2.29 | 12.26 |  | 12.26 | 9.97 |  | 9.97
2020-06-20 19:00 | LONG | LONG | BALP | 2.09 | 13.04 |  | 13.04 | 10.95 |  | 10.95 | 2.5 | 13.04 |  | 13.04 | 10.54 |  | 10.54 | 2.29 | 13.04 |  | 13.04 | 10.75 |  | 10.75
2020-06-20 20:00 | LONG | LONG | BALP | 2.09 | 0.01 |  | 0.01 | -2.08 |  | -2.08 | 2.5 | 0.01 |  | 0.01 | -2.49 |  | -2.49 | 2.29 | 0.01 |  | 0.01 | -2.28 |  | -2.28
2020-06-20 21:00 | LONG | LONG | BALP | 2.09 | 0.01 |  | 0.01 | -2.08 |  | -2.08 | 2.5 | 0.01 |  | 0.01 | -2.49 |  | -2.49 | 2.29 | 0.01 |  | 0.01 | -2.28 |  | -2.28
2020-06-20 22:00 | LONG | LONG | BALP | 2.09 | 10 |  | 10 | 7.91 |  | 7.91 | 2.5 | 10 |  | 10 | 7.5 |  | 7.5 | 2.29 | 10 |  | 10 | 7.71 |  | 7.71
2020-06-20 23:00 | LONG | LONG | BALP | 2.09 | 1 |  | 1 | -1.09 |  | -1.09 | 2.5 | 1 |  | 1 | -1.5 |  | -1.5 | 2.29 | 1 |  | 1 | -1.29 |  | -1.29
2020-06-21 | LONG | LONG | VoAA | 2.09 | 0.01 |  | 0.01 | -2.08 |  | -2.08 | 2.5 | 6.58 |  | 6.58 | 4.08 |  | 4.08 | 2.29 | 7.66 |  | 7.66 | 5.37 |  | 5.37
2020-06-21 01:00 | SHORT | SHORT | BALP | 2.09 | 3.15 | 3.15 |  | 5.24 | 5.24 |  | 2.5 | 3.15 | 3.15 |  | 5.65 | 5.65 |  | 2.29 | 3.15 | 3.15 |  | 5.44 | 5.44
2020-06-21 02:00 | SHORT | SHORT | BALP | 2.09 | 95 | 95 |  | 97.09 | 97.09 |  | 2.5 | 95 | 95 |  | 97.5 | 97.5 |  | 2.29 | 95 | 95 |  | 97.29 | 97.29
2020-06-21 03:00 | LONG | LONG | BALP | 2.09 | -13.93 |  | -13.93 | -16.02 |  | -16.02 | 2.5 | -13.93 |  | -13.93 | -16.43 |  | -16.43 | 2.29 | -13.93 |  | -13.93 | -16.22 |  | -16.22
2020-06-21 04:00 | LONG | LONG | BALP | 2.09 | -1.86 |  | -1.86 | -3.95 |  | -3.95 | 2.5 | -1.86 |  | -1.86 | -4.36 |  | -4.36 | 2.29 | -1.86 |  | -1.86 | -4.15 |  | -4.15
2020-06-21 05:00 | LONG | LONG | BALP | 2.09 | -1 |  | -1 | -3.09 |  | -3.09 | 2.5 | -1 |  | -1 | -3.5 |  | -3.5 | 2.29 | -1 |  | -1 | -3.29 |  | -3.29
2020-06-21 06:00 | LONG | SHORT | BALP | 2.09 | -1 |  | -1 | -3.09 |  | -3.09 | 2.5 | -1 |  | -1 | -3.5 |  | -3.5 | 2.29 | 1.86 | 1.86 |  | 4.15 | 4.15
2020-06-21 07:00 | SHORT | SHORT | BALP | 2.09 | 4.44 | 4.44 |  | 6.53 | 6.53 |  | 2.5 | 4.44 | 4.44 |  | 6.94 | 6.94 |  | 2.29 | 4.44 | 4.44 |  | 6.73 | 6.73
2020-06-21 08:00 | SHORT | SHORT | BALP | 2.09 | 10.09 | 10.09 |  | 12.18 | 12.18 |  | 2.5 | 10.09 | 10.09 |  | 12.59 | 12.59 |  | 2.29 | 10.09 | 10.09 |  | 12.38 | 12.38
2020-06-21 09:00 | SHORT | SHORT | BALP | 2.09 | 40 | 40 |  | 42.09 | 42.09 |  | 2.5 | 40 | 40 |  | 42.5 | 42.5 |  | 2.29 | 40 | 40 |  | 42.29 | 42.29
2020-06-21 10:00 | LONG | LONG | BALP | 2.09 | 2.5 |  | 2.5 | 0.41 |  | 0.41 | 2.5 | 2.5 |  | 2.5 | 0 |  | 0 | 2.29 | 2.5 |  | 2.5 | 0.21 |  | 0.21
2020-06-21 11:00 | LONG | LONG | BALP | 2.09 | 2.5 |  | 2.5 | 0.41 |  | 0.41 | 2.5 | 2.5 |  | 2.5 | 0 |  | 0 | 2.29 | 2.5 |  | 2.5 | 0.21 |  | 0.21
2020-06-21 12:00 | LONG | LONG | BALP | 2.09 | 14.57 |  | 14.57 | 12.48 |  | 12.48 | 2.5 | 14.57 |  | 14.57 | 12.07 |  | 12.07 | 2.29 | 14.57 |  | 14.57 | 12.28 |  | 12.28
2020-06-21 13:00 | LONG | LONG | BALP | 2.09 | 14.4 |  | 14.4 | 12.31 |  | 12.31 | 2.5 | 14.4 |  | 14.4 | 11.9 |  | 11.9 | 2.29 | 14.4 |  | 14.4 | 12.11 |  | 12.11
2020-06-21 14:00 | LONG | LONG | VoAA | 2.09 | 0.01 |  | 0.01 | -2.08 |  | -2.08 | 2.5 | 9.24 |  | 9.24 | 6.74 |  | 6.74 | 2.29 | 12.77 |  | 12.77 | 10.48 |  | 10.48
2020-06-21 15:00 | SHORT | SHORT | BALP | 2.09 | 50 | 50 |  | 52.09 | 52.09 |  | 2.5 | 50 | 50 |  | 52.5 | 52.5 |  | 2.29 | 50 | 50 |  | 52.29 | 52.29
2020-06-21 16:00 | SHORT | SHORT | BALP | 2.09 | 75 | 75 |  | 77.09 | 77.09 |  | 2.5 | 75 | 75 |  | 77.5 | 77.5 |  | 2.29 | 75 | 75 |  | 77.29 | 77.29
2020-06-21 17:00 | SHORT | SHORT | BALP | 2.09 | 75 | 75 |  | 77.09 | 77.09 |  | 2.5 | 75 | 75 |  | 77.5 | 77.5 |  | 2.29 | 75 | 75 |  | 77.29 | 77.29
2020-06-21 18:00 | LONG | LONG | BALP | 2.09 | 20.84 |  | 20.84 | 18.75 |  | 18.75 | 2.5 | 20.84 |  | 20.84 | 18.34 |  | 18.34 | 2.29 | 20.84 |  | 20.84 | 18.55 |  | 18.55
2020-06-21 19:00 | LONG | LONG | BALP | 2.09 | 24.83 |  | 24.83 | 22.74 |  | 22.74 | 2.5 | 24.83 |  | 24.83 | 22.33 |  | 22.33 | 2.29 | 24.83 |  | 24.83 | 22.54 |  | 22.54
2020-06-21 20:00 | LONG | LONG | BALP | 2.09 | 28.9 |  | 28.9 | 26.81 |  | 26.81 | 2.5 | 28.9 |  | 28.9 | 26.4 |  | 26.4 | 2.29 | 28.9 |  | 28.9 | 26.61 |  | 26.61
2020-06-21 21:00 | SHORT | SHORT | BALP | 2.09 | 75 | 75 |  | 77.09 | 77.09 |  | 2.5 | 75 | 75 |  | 77.5 | 77.5 |  | 2.29 | 75 | 75 |  | 77.29 | 77.29
2020-06-21 22:00 | SHORT | SHORT | VoAA | 2.09 | 40 | 40 |  | 42.09 | 42.09 |  | 2.5 | 20.01 | 20.01 |  | 22.51 | 22.51 |  | 2.29 | 30.1 | 30.1 |  | 32.39 | 32.39
2020-06-21 23:00 | SHORT | SHORT | BALP | 2.09 | 95 | 95 |  | 97.09 | 97.09 |  | 2.5 | 95 | 95 |  | 97.5 | 97.5 |  | 2.29 | 95 | 95 |  | 97.29 | 97.29
2020-06-22 | SHORT | SHORT | BALP | 2.09 | 50 | 50 |  | 52.09 | 52.09 |  | 2.5 | 50 | 50 |  | 52.5 | 52.5 |  | 2.29 | 50 | 50 |  | 52.29 | 52.29
2020-06-22 01:00 | SHORT | SHORT | BALP | 2.09 | 95 | 95 |  | 97.09 | 97.09 |  | 2.5 | 95 | 95 |  | 97.5 | 97.5 |  | 2.29 | 95 | 95 |  | 97.29 | 97.29
2020-06-22 02:00 | LONG | LONG | VoAA | 2.09 | -167.51 |  | -167.51 | -169.6 |  | -169.6 | 2.5 | -63.76 |  | -63.76 | -66.26 |  | -66.26 | 2.29 | 5.96 |  | 5.96 | 3.67 |  | 3.67
2020-06-22 03:00 | SHORT | SHORT | VoAA | 2.09 | 14.94 | 14.94 |  | 17.03 | 17.03 |  | 2.5 | 12.47 | 12.47 |  | 14.97 | 14.97 |  | 2.29 | 4.77 | 4.77 |  | 7.06 | 7.06
2020-06-22 04:00 | LONG | LONG | VoAA | 2.09 | 40.4 |  | 40.4 | 38.31 |  | 38.31 | 2.5 | 29 |  | 29 | 26.5 |  | 26.5 | 2.29 | 4.94 |  | 4.94 | 2.65 |  | 2.65
2020-06-22 05:00 | LONG | LONG | VoAA | 2.09 | -167.51 |  | -167.51 | -169.6 |  | -169.6 | 2.5 | -72.41 |  | -72.41 | -74.91 |  | -74.91 | 2.29 | 7.59 |  | 7.59 | 5.3 |  | 5.3
2020-06-22 06:00 | LONG | LONG | BALP | 2.09 | 3 |  | 3 | 0.91 |  | 0.91 | 2.5 | 3 |  | 3 | 0.5 |  | 0.5 | 2.29 | 3 |  | 3 | 0.71 |  | 0.71
2020-06-22 07:00 | LONG | LONG | BALP | 2.09 | 4.62 |  | 4.62 | 2.53 |  | 2.53 | 2.5 | 4.62 |  | 4.62 | 2.12 |  | 2.12 | 2.29 | 4.62 |  | 4.62 | 2.33 |  | 2.33
2020-06-22 08:00 | LONG | LONG | BALP | 2.09 | 35.1 |  | 35.1 | 33.01 |  | 33.01 | 2.5 | 35.1 |  | 35.1 | 32.6 |  | 32.6 | 2.29 | 35.1 |  | 35.1 | 32.81 |  | 32.81
2020-06-22 09:00 | LONG | LONG | BALP | 2.09 | 52.1 |  | 52.1 | 50.01 |  | 50.01 | 2.5 | 52.1 |  | 52.1 | 49.6 |  | 49.6 | 2.29 | 52.1 |  | 52.1 | 49.81 |  | 49.81
2020-06-22 10:00 | SHORT | SHORT | BALP | 2.09 | 155 | 155 |  | 157.09 | 157.09 |  | 2.5 | 155 | 155 |  | 157.5 | 157.5 |  | 2.29 | 155 | 155 |  | 157.29 | 157.29
2020-06-22 11:00 | LONG | LONG | BALP | 2.09 | 18 |  | 18 | 15.91 |  | 15.91 | 2.5 | 18 |  | 18 | 15.5 |  | 15.5 | 2.29 | 18 |  | 18 | 15.71 |  | 15.71
2020-06-22 12:00 | LONG | LONG | BALP | 2.09 | 20 |  | 20 | 17.91 |  | 17.91 | 2.5 | 20 |  | 20 | 17.5 |  | 17.5 | 2.29 | 20 |  | 20 | 17.71 |  | 17.71
2020-06-22 13:00 | LONG | LONG | BALP | 2.09 | 65.94 |  | 65.94 | 63.85 |  | 63.85 | 2.5 | 65.94 |  | 65.94 | 63.44 |  | 63.44 | 2.29 | 65.94 |  | 65.94 | 63.65 |  | 63.65
2020-06-22 14:00 | LONG | LONG | BALP | 2.09 | 63.81 |  | 63.81 | 61.72 |  | 61.72 | 2.5 | 63.81 |  | 63.81 | 61.31 |  | 61.31 | 2.29 | 63.81 |  | 63.81 | 61.52 |  | 61.52
2020-06-22 15:00 | LONG | LONG | BALP | 2.09 | 10 |  | 10 | 7.91 |  | 7.91 | 2.5 | 10 |  | 10 | 7.5 |  | 7.5 | 2.29 | 10 |  | 10 | 7.71 |  | 7.71
2020-06-22 16:00 | LONG | LONG | BALP | 2.09 | 18 |  | 18 | 15.91 |  | 15.91 | 2.5 | 18 |  | 18 | 15.5 |  | 15.5 | 2.29 | 18 |  | 18 | 15.71 |  | 15.71
2020-06-22 17:00 | LONG | LONG | BALP | 2.09 | 25.1 |  | 25.1 | 23.01 |  | 23.01 | 2.5 | 25.1 |  | 25.1 | 22.6 |  | 22.6 | 2.29 | 25.1 |  | 25.1 | 22.81 |  | 22.81
2020-06-22 18:00 | LONG | LONG | BALP | 2.09 | 25.1 |  | 25.1 | 23.01 |  | 23.01 | 2.5 | 25.1 |  | 25.1 | 22.6 |  | 22.6 | 2.29 | 25.1 |  | 25.1 | 22.81 |  | 22.81
2020-06-22 19:00 | LONG | LONG | BALP | 2.09 | 25.1 |  | 25.1 | 23.01 |  | 23.01 | 2.5 | 25.1 |  | 25.1 | 22.6 |  | 22.6 | 2.29 | 25.1 |  | 25.1 | 22.81 |  | 22.81
2020-06-22 20:00 | SHORT | SHORT | VoAA | 2.09 | 40 | 40 |  | 42.09 | 42.09 |  | 2.5 | 37.25 | 37.25 |  | 39.75 | 39.75 |  | 2.29 | 37.64 | 37.64 |  | 39.93 | 39.93
2020-06-22 21:00 | LONG | LONG | BALP | 2.09 | 34.5 |  | 34.5 | 32.41 |  | 32.41 | 2.5 | 34.5 |  | 34.5 | 32 |  | 32 | 2.29 | 34.5 |  | 34.5 | 32.21 |  | 32.21
2020-06-22 22:00 | LONG | LONG | BALP | 2.09 | 34.5 |  | 34.5 | 32.41 |  | 32.41 | 2.5 | 34.5 |  | 34.5 | 32 |  | 32 | 2.29 | 34.5 |  | 34.5 | 32.21 |  | 32.21
2020-06-22 23:00 | LONG | LONG | BALP | 2.09 | 20 |  | 20 | 17.91 |  | 17.91 | 2.5 | 20 |  | 20 | 17.5 |  | 17.5 | 2.29 | 20 |  | 20 | 17.71 |  | 17.71
2020-06-23 | LONG | LONG | BALP | 2.09 | 20.6 |  | 20.6 | 18.51 |  | 18.51 | 2.5 | 20.6 |  | 20.6 | 18.1 |  | 18.1 | 2.29 | 20.6 |  | 20.6 | 18.31 |  | 18.31
2020-06-23 01:00 | LONG | LONG | BALP | 2.09 | 24.09 |  | 24.09 | 22 |  | 22 | 2.5 | 24.09 |  | 24.09 | 21.59 |  | 21.59 | 2.29 | 24.09 |  | 24.09 | 21.8 |  | 21.8
2020-06-23 02:00 | LONG | LONG | VoAA | 2.09 | 0 |  | 0 | -2.09 |  | -2.09 | 2.5 | 11.83 |  | 11.83 | 9.33 |  | 9.33 | 2.29 | 14.76 |  | 14.76 | 12.47 |  | 12.47
2020-06-23 03:00 | LONG | LONG | VoAA | 2.09 | 0 |  | 0 | -2.09 |  | -2.09 | 2.5 | 11.81 |  | 11.81 | 9.31 |  | 9.31 | 2.29 | 13.66 |  | 13.66 | 11.37 |  | 11.37
2020-06-23 04:00 | LONG | LONG | VoAA | 2.09 | 0 |  | 0 | -2.09 |  | -2.09 | 2.5 | 12.02 |  | 12.02 | 9.52 |  | 9.52 | 2.29 | 13.61 |  | 13.61 | 11.32 |  | 11.32
2020-06-23 05:00 | LONG | LONG | BALP | 2.09 | 3 |  | 3 | 0.91 |  | 0.91 | 2.5 | 3 |  | 3 | 0.5 |  | 0.5 | 2.29 | 3 |  | 3 | 0.71 |  | 0.71
2020-06-23 06:00 | LONG | LONG | BALP | 2.09 | 0.93 |  | 0.93 | -1.16 |  | -1.16 | 2.5 | 0.93 |  | 0.93 | -1.57 |  | -1.57 | 2.29 | 0.93 |  | 0.93 | -1.36 |  | -1.36
2020-06-23 07:00 | LONG | LONG | BALP | 2.09 | 0.93 |  | 0.93 | -1.16 |  | -1.16 | 2.5 | 0.93 |  | 0.93 | -1.57 |  | -1.57 | 2.29 | 0.93 |  | 0.93 | -1.36 |  | -1.36
2020-06-23 08:00 | LONG | LONG | BALP | 2.09 | 2.5 |  | 2.5 | 0.41 |  | 0.41 | 2.5 | 2.5 |  | 2.5 | 0 |  | 0 | 2.29 | 2.5 |  | 2.5 | 0.21 |  | 0.21
2020-06-23 09:00 | LONG | LONG | BALP | 2.09 | 2 |  | 2 | -0.09 |  | -0.09 | 2.5 | 2 |  | 2 | -0.5 |  | -0.5 | 2.29 | 2 |  | 2 | -0.29 |  | -0.29
2020-06-23 10:00 | LONG | LONG | BALP | 2.09 | 2 |  | 2 | -0.09 |  | -0.09 | 2.5 | 2 |  | 2 | -0.5 |  | -0.5 | 2.29 | 2 |  | 2 | -0.29 |  | -0.29
2020-06-23 11:00 | SHORT | LONG | BALP | 2.09 | 70.03 | 70.03 |  | 72.12 | 72.12 |  | 2.5 | 70.03 | 70.03 |  | 72.53 | 72.53 |  | 2.29 | 69.03 |  | 69.03 | 66.74 |  | 66.74
2020-06-23 12:00 | SHORT | SHORT | BALP | 2.09 | 72.84 | 72.84 |  | 74.93 | 74.93 |  | 2.5 | 72.84 | 72.84 |  | 75.34 | 75.34 |  | 2.29 | 72.84 | 72.84 |  | 75.13 | 75.13
2020-06-23 13:00 | LONG | LONG | VoAA | 2.09 | 35 |  | 35 | 32.91 |  | 32.91 | 2.5 | 53.41 |  | 53.41 | 50.91 |  | 50.91 | 2.29 | 70.82 |  | 70.82 | 68.53 |  | 68.53
2020-06-23 14:00 | LONG | LONG | BALP | 2.09 | 27.4 |  | 27.4 | 25.31 |  | 25.31 | 2.5 | 27.4 |  | 27.4 | 24.9 |  | 24.9 | 2.29 | 27.4 |  | 27.4 | 25.11 |  | 25.11
2020-06-23 15:00 | LONG | LONG | BALP | 2.09 | 67.56 |  | 67.56 | 65.47 |  | 65.47 | 2.5 | 67.56 |  | 67.56 | 65.06 |  | 65.06 | 2.29 | 67.56 |  | 67.56 | 65.27 |  | 65.27
2020-06-23 16:00 | LONG | LONG | BALP | 2.09 | 10 |  | 10 | 7.91 |  | 7.91 | 2.5 | 10 |  | 10 | 7.5 |  | 7.5 | 2.29 | 10 |  | 10 | 7.71 |  | 7.71
2020-06-23 17:00 | LONG | LONG | BALP | 2.09 | 34.9 |  | 34.9 | 32.81 |  | 32.81 | 2.5 | 34.9 |  | 34.9 | 32.4 |  | 32.4 | 2.29 | 34.9 |  | 34.9 | 32.61 |  | 32.61
2020-06-23 18:00 | LONG | LONG | BALP | 2.09 | 34.9 |  | 34.9 | 32.81 |  | 32.81 | 2.5 | 34.9 |  | 34.9 | 32.4 |  | 32.4 | 2.29 | 34.9 |  | 34.9 | 32.61 |  | 32.61
2020-06-23 19:00 | LONG | LONG | BALP | 2.09 | 64.35 |  | 64.35 | 62.26 |  | 62.26 | 2.5 | 64.35 |  | 64.35 | 61.85 |  | 61.85 | 2.29 | 64.35 |  | 64.35 | 62.06 |  | 62.06
2020-06-23 20:00 | LONG | LONG | BALP | 2.09 | 18 |  | 18 | 15.91 |  | 15.91 | 2.5 | 18 |  | 18 | 15.5 |  | 15.5 | 2.29 | 18 |  | 18 | 15.71 |  | 15.71
2020-06-23 21:00 | LONG | LONG | BALP | 2.09 | 10 |  | 10 | 7.91 |  | 7.91 | 2.5 | 10 |  | 10 | 7.5 |  | 7.5 | 2.29 | 10 |  | 10 | 7.71 |  | 7.71
2020-06-23 22:00 | LONG | LONG | BALP | 2.09 | 24.9 |  | 24.9 | 22.81 |  | 22.81 | 2.5 | 24.9 |  | 24.9 | 22.4 |  | 22.4 | 2.29 | 24.9 |  | 24.9 | 22.61 |  | 22.61
2020-06-23 23:00 | LONG | LONG | BALP | 2.09 | 24.9 |  | 24.9 | 22.81 |  | 22.81 | 2.5 | 24.9 |  | 24.9 | 22.4 |  | 22.4 | 2.29 | 24.9 |  | 24.9 | 22.61 |  | 22.61
2020-06-24 | LONG | LONG | BALP | 2.09 | 33.47 |  | 33.47 | 31.38 |  | 31.38 | 2.5 | 33.47 |  | 33.47 | 30.97 |  | 30.97 | 2.29 | 33.47 |  | 33.47 | 31.18 |  | 31.18
2020-06-24 01:00 | SHORT | SHORT | BALP | 2.09 | 43.8 | 43.8 |  | 45.89 | 45.89 |  | 2.5 | 43.8 | 43.8 |  | 46.3 | 46.3 |  | 2.29 | 43.8 | 43.8 |  | 46.09 | 46.09
2020-06-24 02:00 | LONG | LONG | BALP | 2.09 | 5.02 |  | 5.02 | 2.93 |  | 2.93 | 2.5 | 5.02 |  | 5.02 | 2.52 |  | 2.52 | 2.29 | 5.02 |  | 5.02 | 2.73 |  | 2.73
2020-06-24 03:00 | LONG | LONG | BALP | 2.09 | 6 |  | 6 | 3.91 |  | 3.91 | 2.5 | 6 |  | 6 | 3.5 |  | 3.5 | 2.29 | 6 |  | 6 | 3.71 |  | 3.71
2020-06-24 04:00 | LONG | LONG | BALP | 2.09 | 5 |  | 5 | 2.91 |  | 2.91 | 2.5 | 5 |  | 5 | 2.5 |  | 2.5 | 2.29 | 5 |  | 5 | 2.71 |  | 2.71
2020-06-24 05:00 | LONG | LONG | BALP | 2.09 | 5 |  | 5 | 2.91 |  | 2.91 | 2.5 | 5 |  | 5 | 2.5 |  | 2.5 | 2.29 | 5 |  | 5 | 2.71 |  | 2.71
2020-06-24 06:00 | LONG | LONG | BALP | 2.09 | 20 |  | 20 | 17.91 |  | 17.91 | 2.5 | 20 |  | 20 | 17.5 |  | 17.5 | 2.29 | 20 |  | 20 | 17.71 |  | 17.71
2020-06-24 07:00 | LONG | LONG | BALP | 2.09 | 20 |  | 20 | 17.91 |  | 17.91 | 2.5 | 20 |  | 20 | 17.5 |  | 17.5 | 2.29 | 20 |  | 20 | 17.71 |  | 17.71
2020-06-24 08:00 | LONG | LONG | BALP | 2.09 | 20 |  | 20 | 17.91 |  | 17.91 | 2.5 | 20 |  | 20 | 17.5 |  | 17.5 | 2.29 | 20 |  | 20 | 17.71 |  | 17.71
2020-06-24 09:00 | SHORT | SHORT | BALP | 2.09 | 60 | 60 |  | 62.09 | 62.09 |  | 2.5 | 60 | 60 |  | 62.5 | 62.5 |  | 2.29 | 60 | 60 |  | 62.29 | 62.29
2020-06-24 10:00 | LONG | LONG | VoAA | 2.09 | 49.3 |  | 49.3 | 47.21 |  | 47.21 | 2.5 | 54.65 |  | 54.65 | 52.15 |  | 52.15 | 2.29 | 57.68 |  | 57.68 | 55.39 |  | 55.39
2020-06-24 11:00 | LONG | LONG | BALP | 2.09 | 59.52 |  | 59.52 | 57.43 |  | 57.43 | 2.5 | 59.52 |  | 59.52 | 57.02 |  | 57.02 | 2.29 | 59.52 |  | 59.52 | 57.23 |  | 57.23
2020-06-24 12:00 | LONG | LONG | BALP | 2.09 | 58.15 |  | 58.15 | 56.06 |  | 56.06 | 2.5 | 58.15 |  | 58.15 | 55.65 |  | 55.65 | 2.29 | 58.15 |  | 58.15 | 55.86 |  | 55.86
2020-06-24 13:00 | LONG | LONG | BALP | 2.09 | 57.47 |  | 57.47 | 55.38 |  | 55.38 | 2.5 | 57.47 |  | 57.47 | 54.97 |  | 54.97 | 2.29 | 57.47 |  | 57.47 | 55.18 |  | 55.18
2020-06-24 14:00 | LONG | LONG | BALP | 2.09 | 49.3 |  | 49.3 | 47.21 |  | 47.21 | 2.5 | 49.3 |  | 49.3 | 46.8 |  | 46.8 | 2.29 | 49.3 |  | 49.3 | 47.01 |  | 47.01
2020-06-24 15:00 | LONG | LONG | BALP | 2.09 | 35.3 |  | 35.3 | 33.21 |  | 33.21 | 2.5 | 35.3 |  | 35.3 | 32.8 |  | 32.8 | 2.29 | 35.3 |  | 35.3 | 33.01 |  | 33.01
2020-06-24 16:00 | LONG | LONG | BALP | 2.09 | 46.4 |  | 46.4 | 44.31 |  | 44.31 | 2.5 | 46.4 |  | 46.4 | 43.9 |  | 43.9 | 2.29 | 46.4 |  | 46.4 | 44.11 |  | 44.11
2020-06-24 17:00 | LONG | LONG | BALP | 2.09 | 46.31 |  | 46.31 | 44.22 |  | 44.22 | 2.5 | 46.31 |  | 46.31 | 43.81 |  | 43.81 | 2.29 | 46.31 |  | 46.31 | 44.02 |  | 44.02
2020-06-24 18:00 | LONG | LONG | BALP | 2.09 | 46.89 |  | 46.89 | 44.8 |  | 44.8 | 2.5 | 46.89 |  | 46.89 | 44.39 |  | 44.39 | 2.29 | 46.89 |  | 46.89 | 44.6 |  | 44.6
2020-06-24 19:00 | LONG | LONG | BALP | 2.09 | 46.35 |  | 46.35 | 44.26 |  | 44.26 | 2.5 | 46.35 |  | 46.35 | 43.85 |  | 43.85 | 2.29 | 46.35 |  | 46.35 | 44.06 |  | 44.06
2020-06-24 20:00 | LONG | LONG | VoAA | 2.09 | 49.3 |  | 49.3 | 47.21 |  | 47.21 | 2.5 | 49.29 |  | 49.29 | 46.79 |  | 46.79 | 2.29 | 48.27 |  | 48.27 | 45.98 |  | 45.98
2020-06-24 21:00 | SHORT | SHORT | BALP | 2.09 | 51.3 | 51.3 |  | 53.39 | 53.39 |  | 2.5 | 51.3 | 51.3 |  | 53.8 | 53.8 |  | 2.29 | 51.3 | 51.3 |  | 53.59 | 53.59
2020-06-24 22:00 | SHORT | SHORT | BALP | 2.09 | 42.23 | 42.23 |  | 44.32 | 44.32 |  | 2.5 | 42.23 | 42.23 |  | 44.73 | 44.73 |  | 2.29 | 42.23 | 42.23 |  | 44.52 | 44.52
2020-06-24 23:00 | LONG | LONG | VoAA | 2.09 | 49.3 |  | 49.3 | 47.21 |  | 47.21 | 2.5 | 44.63 |  | 44.63 | 42.13 |  | 42.13 | 2.29 | 38.95 |  | 38.95 | 36.66 |  | 36.66
2020-06-25 | LONG | LONG | BALP | 2.09 | 30.3 |  | 30.3 | 28.21 |  | 28.21 | 2.5 | 30.3 |  | 30.3 | 27.8 |  | 27.8 | 2.29 | 30.3 |  | 30.3 | 28.01 |  | 28.01
2020-06-25 01:00 | SHORT | SHORT | VoAA | 2.09 | 36.88 | 36.88 |  | 38.97 | 38.97 |  | 2.5 | 38.99 | 38.99 |  | 41.49 | 41.49 |  | 2.29 | 37.86 | 37.86 |  | 40.15 | 40.15
2020-06-25 02:00 | LONG | LONG | BALP | 2.09 | 26.88 |  | 26.88 | 24.79 |  | 24.79 | 2.5 | 26.88 |  | 26.88 | 24.38 |  | 24.38 | 2.29 | 26.88 |  | 26.88 | 24.59 |  | 24.59
2020-06-25 03:00 | LONG | LONG | BALP | 2.09 | 25.87 |  | 25.87 | 23.78 |  | 23.78 | 2.5 | 25.87 |  | 25.87 | 23.37 |  | 23.37 | 2.29 | 25.87 |  | 25.87 | 23.58 |  | 23.58
2020-06-25 04:00 | LONG | LONG | BALP | 2.09 | 25.13 |  | 25.13 | 23.04 |  | 23.04 | 2.5 | 25.13 |  | 25.13 | 22.63 |  | 22.63 | 2.29 | 25.13 |  | 25.13 | 22.84 |  | 22.84
2020-06-25 05:00 | LONG | LONG | BALP | 2.09 | 24.82 |  | 24.82 | 22.73 |  | 22.73 | 2.5 | 24.82 |  | 24.82 | 22.32 |  | 22.32 | 2.29 | 24.82 |  | 24.82 | 22.53 |  | 22.53
2020-06-25 06:00 | LONG | LONG | BALP | 2.09 | 5 |  | 5 | 2.91 |  | 2.91 | 2.5 | 5 |  | 5 | 2.5 |  | 2.5 | 2.29 | 5 |  | 5 | 2.71 |  | 2.71
2020-06-25 07:00 | LONG | LONG | BALP | 2.09 | 10 |  | 10 | 7.91 |  | 7.91 | 2.5 | 10 |  | 10 | 7.5 |  | 7.5 | 2.29 | 10 |  | 10 | 7.71 |  | 7.71
2020-06-25 08:00 | LONG | LONG | BALP | 2.09 | 20 |  | 20 | 17.91 |  | 17.91 | 2.5 | 20 |  | 20 | 17.5 |  | 17.5 | 2.29 | 20 |  | 20 | 17.71 |  | 17.71
2020-06-25 09:00 | LONG | LONG | BALP | 2.09 | 20 |  | 20 | 17.91 |  | 17.91 | 2.5 | 20 |  | 20 | 17.5 |  | 17.5 | 2.29 | 20 |  | 20 | 17.71 |  | 17.71
2020-06-25 10:00 | LONG | LONG | BALP | 2.09 | 42.3 |  | 42.3 | 40.21 |  | 40.21 | 2.5 | 42.3 |  | 42.3 | 39.8 |  | 39.8 | 2.29 | 42.3 |  | 42.3 | 40.01 |  | 40.01
2020-06-25 11:00 | LONG | LONG | BALP | 2.09 | 20 |  | 20 | 17.91 |  | 17.91 | 2.5 | 20 |  | 20 | 17.5 |  | 17.5 | 2.29 | 20 |  | 20 | 17.71 |  | 17.71
2020-06-25 12:00 | LONG | LONG | BALP | 2.09 | 42.3 |  | 42.3 | 40.21 |  | 40.21 | 2.5 | 42.3 |  | 42.3 | 39.8 |  | 39.8 | 2.29 | 42.3 |  | 42.3 | 40.01 |  | 40.01
2020-06-25 13:00 | LONG | LONG | BALP | 2.09 | 199.95 |  | 199.95 | 197.86 |  | 197.86 | 2.5 | 199.95 |  | 199.95 | 197.45 |  | 197.45 | 2.29 | 199.95 |  | 199.95 | 197.66 |  | 197.66
2020-06-25 14:00 | LONG | LONG | BALP | 2.09 | 185.76 |  | 185.76 | 183.67 |  | 183.67 | 2.5 | 185.76 |  | 185.76 | 183.26 |  | 183.26 | 2.29 | 185.76 |  | 185.76 | 183.47 |  | 183.47
2020-06-25 15:00 | LONG | LONG | BALP | 2.09 | 61.3 |  | 61.3 | 59.21 |  | 59.21 | 2.5 | 61.3 |  | 61.3 | 58.8 |  | 58.8 | 2.29 | 61.3 |  | 61.3 | 59.01 |  | 59.01
2020-06-25 16:00 | LONG | LONG | BALP | 2.09 | 42.3 |  | 42.3 | 40.21 |  | 40.21 | 2.5 | 42.3 |  | 42.3 | 39.8 |  | 39.8 | 2.29 | 42.3 |  | 42.3 | 40.01 |  | 40.01
2020-06-25 17:00 | SHORT | SHORT | BALP | 2.09 | 89.45 | 89.45 |  | 91.54 | 91.54 |  | 2.5 | 89.45 | 89.45 |  | 91.95 | 91.95 |  | 2.29 | 89.45 | 89.45 |  | 91.74 | 91.74
2020-06-25 18:00 | SHORT | SHORT | VoAA | 2.09 | 65.45 | 65.45 |  | 67.54 | 67.54 |  | 2.5 | 63.38 | 63.38 |  | 65.88 | 65.88 |  | 2.29 | 64.45 | 64.45 |  | 66.74 | 66.74
2020-06-25 19:00 | SHORT | SHORT | BALP | 2.09 | 77.04 | 77.04 |  | 79.13 | 79.13 |  | 2.5 | 77.04 | 77.04 |  | 79.54 | 79.54 |  | 2.29 | 77.04 | 77.04 |  | 79.33 | 79.33
2020-06-25 20:00 | SHORT | LONG | BALP | 2.09 | 68.04 | 68.04 |  | 70.13 | 70.13 |  | 2.5 | 68.04 | 68.04 |  | 70.54 | 70.54 |  | 2.29 | 67.04 |  | 67.04 | 64.75 |  | 64.75
2020-06-25 21:00 | SHORT | SHORT | BALP | 2.09 | 46.29 | 46.29 |  | 48.38 | 48.38 |  | 2.5 | 46.29 | 46.29 |  | 48.79 | 48.79 |  | 2.29 | 46.29 | 46.29 |  | 48.58 | 48.58
2020-06-25 22:00 | SHORT | SHORT | BALP | 2.09 | 41.24 | 41.24 |  | 43.33 | 43.33 |  | 2.5 | 41.24 | 41.24 |  | 43.74 | 43.74 |  | 2.29 | 41.24 | 41.24 |  | 43.53 | 43.53
2020-06-25 23:00 | SHORT | SHORT | VoAA | 2.09 | 39 | 39 |  | 41.09 | 41.09 |  | 2.5 | 44.65 | 44.65 |  | 47.15 | 47.15 |  | 2.29 | 38 | 38 |  | 40.29 | 40.29
2020-06-26 | LONG | LONG | VoAA | 2.09 | 50.3 |  | 50.3 | 48.21 |  | 48.21 | 2.5 | 44.15 |  | 44.15 | 41.65 |  | 41.65 | 2.29 | 32.63 |  | 32.63 | 30.34 |  | 30.34
2020-06-26 01:00 | SHORT | SHORT | VoAA | 2.09 | 37.45 | 37.45 |  | 39.54 | 39.54 |  | 2.5 | 18.73 | 18.73 |  | 21.23 | 21.23 |  | 2.29 | 38.05 | 38.05 |  | 40.34 | 40.34
2020-06-26 02:00 | SHORT | SHORT | BALP | 2.09 | 27.45 | 27.45 |  | 29.54 | 29.54 |  | 2.5 | 27.45 | 27.45 |  | 29.95 | 29.95 |  | 2.29 | 27.45 | 27.45 |  | 29.74 | 29.74
2020-06-26 03:00 | SHORT | SHORT | BALP | 2.09 | 24.07 | 24.07 |  | 26.16 | 26.16 |  | 2.5 | 24.07 | 24.07 |  | 26.57 | 26.57 |  | 2.29 | 24.07 | 24.07 |  | 26.36 | 26.36
2020-06-26 04:00 | SHORT | SHORT | BALP | 2.09 | 24.03 | 24.03 |  | 26.12 | 26.12 |  | 2.5 | 24.03 | 24.03 |  | 26.53 | 26.53 |  | 2.29 | 24.03 | 24.03 |  | 26.32 | 26.32
2020-06-26 05:00 | LONG | LONG | BALP | 2.09 | -1 |  | -1 | -3.09 |  | -3.09 | 2.5 | -1 |  | -1 | -3.5 |  | -3.5 | 2.29 | -1 |  | -1 | -3.29 |  | -3.29
2020-06-26 06:00 | LONG | LONG | BALP | 2.09 | 27.2 |  | 27.2 | 25.11 |  | 25.11 | 2.5 | 27.2 |  | 27.2 | 24.7 |  | 24.7 | 2.29 | 27.2 |  | 27.2 | 24.91 |  | 24.91
2020-06-26 07:00 | SHORT | SHORT | VoAA | 2.09 | 53.2 | 53.2 |  | 55.29 | 55.29 |  | 2.5 | 52.2 | 52.2 |  | 54.7 | 54.7 |  | 2.29 | 47.26 | 47.26 |  | 49.55 | 49.55
2020-06-26 08:00 | LONG | LONG | BALP | 2.09 | 69.64 |  | 69.64 | 67.55 |  | 67.55 | 2.5 | 69.64 |  | 69.64 | 67.14 |  | 67.14 | 2.29 | 69.64 |  | 69.64 | 67.35 |  | 67.35
2020-06-26 09:00 | SHORT | SHORT | VoAA | 2.09 | 76.1 | 76.1 |  | 78.19 | 78.19 |  | 2.5 | 63.65 | 63.65 |  | 66.15 | 66.15 |  | 2.29 | 75.1 | 75.1 |  | 77.39 | 77.39
2020-06-26 10:00 | SHORT | SHORT | BALP | 2.09 | 76.17 | 76.17 |  | 78.26 | 78.26 |  | 2.5 | 76.17 | 76.17 |  | 78.67 | 78.67 |  | 2.29 | 76.17 | 76.17 |  | 78.46 | 78.46
2020-06-26 11:00 | SHORT | SHORT | BALP | 2.09 | 76.03 | 76.03 |  | 78.12 | 78.12 |  | 2.5 | 76.03 | 76.03 |  | 78.53 | 78.53 |  | 2.29 | 76.03 | 76.03 |  | 78.32 | 78.32
2020-06-26 12:00 | SHORT | SHORT | BALP | 2.09 | 72.52 | 72.52 |  | 74.61 | 74.61 |  | 2.5 | 72.52 | 72.52 |  | 75.02 | 75.02 |  | 2.29 | 72.52 | 72.52 |  | 74.81 | 74.81
2020-06-26 13:00 | SHORT | SHORT | BALP | 2.09 | 95 | 95 |  | 97.09 | 97.09 |  | 2.5 | 95 | 95 |  | 97.5 | 97.5 |  | 2.29 | 95 | 95 |  | 97.29 | 97.29
2020-06-26 14:00 | SHORT | SHORT | BALP | 2.09 | 95 | 95 |  | 97.09 | 97.09 |  | 2.5 | 95 | 95 |  | 97.5 | 97.5 |  | 2.29 | 95 | 95 |  | 97.29 | 97.29
2020-06-26 15:00 | SHORT | SHORT | BALP | 2.09 | 65.9 | 65.9 |  | 67.99 | 67.99 |  | 2.5 | 65.9 | 65.9 |  | 68.4 | 68.4 |  | 2.29 | 65.9 | 65.9 |  | 68.19 | 68.19
2020-06-26 16:00 | SHORT | SHORT | VoAA | 2.09 | 41.74 | 41.74 |  | 43.83 | 43.83 |  | 2.5 | 46.47 | 46.47 |  | 48.97 | 48.97 |  | 2.29 | 40.74 | 40.74 |  | 43.03 | 43.03
2020-06-26 17:00 | SHORT | SHORT | BALP | 2.09 | 38.36 | 38.36 |  | 40.45 | 40.45 |  | 2.5 | 38.36 | 38.36 |  | 40.86 | 40.86 |  | 2.29 | 38.36 | 38.36 |  | 40.65 | 40.65
2020-06-26 18:00 | SHORT | SHORT | BALP | 2.09 | 46 | 46 |  | 48.09 | 48.09 |  | 2.5 | 46 | 46 |  | 48.5 | 48.5 |  | 2.29 | 46 | 46 |  | 48.29 | 48.29
2020-06-26 19:00 | SHORT | SHORT | BALP | 2.09 | 95 | 95 |  | 97.09 | 97.09 |  | 2.5 | 95 | 95 |  | 97.5 | 97.5 |  | 2.29 | 95 | 95 |  | 97.29 | 97.29
2020-06-26 20:00 | SHORT | SHORT | BALP | 2.09 | 95 | 95 |  | 97.09 | 97.09 |  | 2.5 | 95 | 95 |  | 97.5 | 97.5 |  | 2.29 | 95 | 95 |  | 97.29 | 97.29
2020-06-26 21:00 | SHORT | SHORT | BALP | 2.09 | 49.9 | 49.9 |  | 51.99 | 51.99 |  | 2.5 | 49.9 | 49.9 |  | 52.4 | 52.4 |  | 2.29 | 49.9 | 49.9 |  | 52.19 | 52.19
2020-06-26 22:00 | SHORT | SHORT | BALP | 2.09 | 50 | 50 |  | 52.09 | 52.09 |  | 2.5 | 50 | 50 |  | 52.5 | 52.5 |  | 2.29 | 50 | 50 |  | 52.29 | 52.29
2020-06-26 23:00 | SHORT | SHORT | BALP | 2.09 | 95 | 95 |  | 97.09 | 97.09 |  | 2.5 | 95 | 95 |  | 97.5 | 97.5 |  | 2.29 | 95 | 95 |  | 97.29 | 97.29
2020-06-27 | SHORT | LONG | BALP | 2.09 | 26.1 | 26.1 |  | 28.19 | 28.19 |  | 2.5 | 26.1 | 26.1 |  | 28.6 | 28.6 |  | 2.29 | 22.59 |  | 22.59 | 20.3 |  | 20.3
2020-06-27 01:00 | SHORT | LONG | BALP | 2.09 | 38.92 | 38.92 |  | 41.01 | 41.01 |  | 2.5 | 38.92 | 38.92 |  | 41.42 | 41.42 |  | 2.29 | 33.18 |  | 33.18 | 30.89 |  | 30.89
2020-06-27 02:00 | LONG | LONG | BALP | 2.09 | 28.92 |  | 28.92 | 26.83 |  | 26.83 | 2.5 | 28.92 |  | 28.92 | 26.42 |  | 26.42 | 2.29 | 28.92 |  | 28.92 | 26.63 |  | 26.63
2020-06-27 03:00 | LONG | LONG | BALP | 2.09 | 23.02 |  | 23.02 | 20.93 |  | 20.93 | 2.5 | 23.02 |  | 23.02 | 20.52 |  | 20.52 | 2.29 | 23.02 |  | 23.02 | 20.73 |  | 20.73
2020-06-27 04:00 | LONG | LONG | BALP | 2.09 | 9.07 |  | 9.07 | 6.98 |  | 6.98 | 2.5 | 9.07 |  | 9.07 | 6.57 |  | 6.57 | 2.29 | 9.07 |  | 9.07 | 6.78 |  | 6.78
2020-06-27 05:00 | LONG | LONG | BALP | 2.09 | 43.9 |  | 43.9 | 41.81 |  | 41.81 | 2.5 | 43.9 |  | 43.9 | 41.4 |  | 41.4 | 2.29 | 43.9 |  | 43.9 | 41.61 |  | 41.61
2020-06-27 06:00 | LONG | LONG | BALP | 2.09 | 12.52 |  | 12.52 | 10.43 |  | 10.43 | 2.5 | 12.52 |  | 12.52 | 10.02 |  | 10.02 | 2.29 | 12.52 |  | 12.52 | 10.23 |  | 10.23
2020-06-27 07:00 | LONG | LONG | BALP | 2.09 | 20.23 |  | 20.23 | 18.14 |  | 18.14 | 2.5 | 20.23 |  | 20.23 | 17.73 |  | 17.73 | 2.29 | 20.23 |  | 20.23 | 17.94 |  | 17.94
2020-06-27 08:00 | LONG | LONG | BALP | 2.09 | 20 |  | 20 | 17.91 |  | 17.91 | 2.5 | 20 |  | 20 | 17.5 |  | 17.5 | 2.29 | 20 |  | 20 | 17.71 |  | 17.71
2020-06-27 09:00 | LONG | LONG | VoAA | 2.09 | 37.6 |  | 37.6 | 35.51 |  | 35.51 | 2.5 | 38.63 |  | 38.63 | 36.13 |  | 36.13 | 2.29 | 38.65 |  | 38.65 | 36.36 |  | 36.36
2020-06-27 10:00 | SHORT | SHORT | VoAA | 2.09 | 49 | 49 |  | 51.09 | 51.09 |  | 2.5 | 43.3 | 43.3 |  | 45.8 | 45.8 |  | 2.29 | 48 | 48 |  | 50.29 | 50.29
2020-06-27 11:00 | LONG | LONG | VoAA | 2.09 | 37.6 |  | 37.6 | 35.51 |  | 35.51 | 2.5 | 48.76 |  | 48.76 | 46.26 |  | 46.26 | 2.29 | 56.06 |  | 56.06 | 53.77 |  | 53.77
2020-06-27 12:00 | LONG | LONG | BALP | 2.09 | 49.91 |  | 49.91 | 47.82 |  | 47.82 | 2.5 | 49.91 |  | 49.91 | 47.41 |  | 47.41 | 2.29 | 49.91 |  | 49.91 | 47.62 |  | 47.62
2020-06-27 13:00 | LONG | LONG | BALP | 2.09 | 17.8 |  | 17.8 | 15.71 |  | 15.71 | 2.5 | 17.8 |  | 17.8 | 15.3 |  | 15.3 | 2.29 | 17.8 |  | 17.8 | 15.51 |  | 15.51
2020-06-27 14:00 | LONG | LONG | BALP | 2.09 | 20 |  | 20 | 17.91 |  | 17.91 | 2.5 | 20 |  | 20 | 17.5 |  | 17.5 | 2.29 | 20 |  | 20 | 17.71 |  | 17.71
2020-06-27 15:00 | SHORT | SHORT | BALP | 2.09 | 40 | 40 |  | 42.09 | 42.09 |  | 2.5 | 40 | 40 |  | 42.5 | 42.5 |  | 2.29 | 40 | 40 |  | 42.29 | 42.29
2020-06-27 16:00 | LONG | LONG | BALP | 2.09 | 0.1 |  | 0.1 | -1.99 |  | -1.99 | 2.5 | 0.1 |  | 0.1 | -2.4 |  | -2.4 | 2.29 | 0.1 |  | 0.1 | -2.19 |  | -2.19
2020-06-27 17:00 | LONG | LONG | BALP | 2.09 | 0.92 |  | 0.92 | -1.17 |  | -1.17 | 2.5 | 0.92 |  | 0.92 | -1.58 |  | -1.58 | 2.29 | 0.92 |  | 0.92 | -1.37 |  | -1.37
2020-06-27 18:00 | SHORT | SHORT | BALP | 2.09 | 40 | 40 |  | 42.09 | 42.09 |  | 2.5 | 40 | 40 |  | 42.5 | 42.5 |  | 2.29 | 40 | 40 |  | 42.29 | 42.29
2020-06-27 19:00 | LONG | LONG | VoAA | 2.09 | 37.7 |  | 37.7 | 35.61 |  | 35.61 | 2.5 | 38.7 |  | 38.7 | 36.2 |  | 36.2 | 2.29 | 38.21 |  | 38.21 | 35.92 |  | 35.92
2020-06-27 20:00 | LONG | LONG | VoAA | 2.09 | 37.7 |  | 37.7 | 35.61 |  | 35.61 | 2.5 | 38.7 |  | 38.7 | 36.2 |  | 36.2 | 2.29 | 35.3 |  | 35.3 | 33.01 |  | 33.01
2020-06-27 21:00 | LONG | LONG | BALP | 2.09 | 31.7 |  | 31.7 | 29.61 |  | 29.61 | 2.5 | 31.7 |  | 31.7 | 29.2 |  | 29.2 | 2.29 | 31.7 |  | 31.7 | 29.41 |  | 29.41
2020-06-27 22:00 | LONG | LONG | BALP | 2.09 | 33.3 |  | 33.3 | 31.21 |  | 31.21 | 2.5 | 33.3 |  | 33.3 | 30.8 |  | 30.8 | 2.29 | 33.3 |  | 33.3 | 31.01 |  | 31.01
2020-06-27 23:00 | LONG | LONG | VoAA | 2.09 | 43.9 |  | 43.9 | 41.81 |  | 41.81 | 2.5 | 41 |  | 41 | 38.5 |  | 38.5 | 2.29 | 33.08 |  | 33.08 | 30.79 |  | 30.79
2020-06-28 | LONG | LONG | VoAA | 2.09 | 43.5 |  | 43.5 | 41.41 |  | 41.41 | 2.5 | 38.72 |  | 38.72 | 36.22 |  | 36.22 | 2.29 | 28.09 |  | 28.09 | 25.8 |  | 25.8
2020-06-28 01:00 | LONG | LONG | VoAA | 2.09 | 0 |  | 0 | -2.09 |  | -2.09 | 2.5 | 16.51 |  | 16.51 | 14.01 |  | 14.01 | 2.29 | 23.93 |  | 23.93 | 21.64 |  | 21.64
2020-06-28 02:00 | SHORT | SHORT | VoAA | 2.09 | 26.9 | 26.9 |  | 28.99 | 28.99 |  | 2.5 | 35.2 | 35.2 |  | 37.7 | 37.7 |  | 2.29 | 23.02 | 23.02 |  | 25.31 | 25.31
2020-06-28 03:00 | LONG | LONG | VoAA | 2.09 | 43.5 |  | 43.5 | 41.41 |  | 41.41 | 2.5 | 33.88 |  | 33.88 | 31.38 |  | 31.38 | 2.29 | 16.9 |  | 16.9 | 14.61 |  | 14.61
2020-06-28 04:00 | LONG | LONG | VoAA | 2.09 | 0 |  | 0 | -2.09 |  | -2.09 | 2.5 | 12.56 |  | 12.56 | 10.06 |  | 10.06 | 2.29 | 14.26 |  | 14.26 | 11.97 |  | 11.97
2020-06-28 05:00 | LONG | LONG | VoAA | 2.09 | 0 |  | 0 | -2.09 |  | -2.09 | 2.5 | 11.51 |  | 11.51 | 9.01 |  | 9.01 | 2.29 | 15.11 |  | 15.11 | 12.82 |  | 12.82
2020-06-28 06:00 | LONG | LONG | VoAA | 2.09 | 0 |  | 0 | -2.09 |  | -2.09 | 2.5 | 14.67 |  | 14.67 | 12.17 |  | 12.17 | 2.29 | 13.02 |  | 13.02 | 10.73 |  | 10.73
2020-06-28 07:00 | LONG | LONG | VoAA | 2.09 | -4.97 |  | -4.97 | -7.06 |  | -7.06 | 2.5 | 14.05 |  | 14.05 | 11.55 |  | 11.55 | 2.29 | 19.34 |  | 19.34 | 17.05 |  | 17.05
2020-06-28 08:00 | LONG | LONG | BALP | 2.09 | 0 |  | 0 | -2.09 |  | -2.09 | 2.5 | 0 |  | 0 | -2.5 |  | -2.5 | 2.29 | 0 |  | 0 | -2.29 |  | -2.29
2020-06-28 09:00 | LONG | LONG | BALP | 2.09 | 28.79 |  | 28.79 | 26.7 |  | 26.7 | 2.5 | 28.79 |  | 28.79 | 26.29 |  | 26.29 | 2.29 | 28.79 |  | 28.79 | 26.5 |  | 26.5
2020-06-28 10:00 | LONG | LONG | BALP | 2.09 | 33.03 |  | 33.03 | 30.94 |  | 30.94 | 2.5 | 33.03 |  | 33.03 | 30.53 |  | 30.53 | 2.29 | 33.03 |  | 33.03 | 30.74 |  | 30.74
2020-06-28 11:00 | LONG | LONG | BALP | 2.09 | 39.5 |  | 39.5 | 37.41 |  | 37.41 | 2.5 | 39.5 |  | 39.5 | 37 |  | 37 | 2.29 | 39.5 |  | 39.5 | 37.21 |  | 37.21
2020-06-28 12:00 | LONG | LONG | BALP | 2.09 | 34.7 |  | 34.7 | 32.61 |  | 32.61 | 2.5 | 34.7 |  | 34.7 | 32.2 |  | 32.2 | 2.29 | 34.7 |  | 34.7 | 32.41 |  | 32.41
2020-06-28 13:00 | LONG | LONG | VoAA | 2.09 | 43.5 |  | 43.5 | 41.41 |  | 41.41 | 2.5 | 43.3 |  | 43.3 | 40.8 |  | 40.8 | 2.29 | 34.29 |  | 34.29 | 32 |  | 32
2020-06-28 14:00 | SHORT | SHORT | BALP | 2.09 | 54.5 | 54.5 |  | 56.59 | 56.59 |  | 2.5 | 54.5 | 54.5 |  | 57 | 57 |  | 2.29 | 54.5 | 54.5 |  | 56.79 | 56.79
2020-06-28 15:00 | SHORT | LONG | BALP | 2.09 | 54.5 | 54.5 |  | 56.59 | 56.59 |  | 2.5 | 54.5 | 54.5 |  | 57 | 57 |  | 2.29 | 36.86 |  | 36.86 | 34.57 |  | 34.57
2020-06-28 16:00 | SHORT | SHORT | BALP | 2.09 | 50 | 50 |  | 52.09 | 52.09 |  | 2.5 | 50 | 50 |  | 52.5 | 52.5 |  | 2.29 | 50 | 50 |  | 52.29 | 52.29
2020-06-28 17:00 | SHORT | SHORT | BALP | 2.09 | 33.08 | 33.08 |  | 35.17 | 35.17 |  | 2.5 | 33.08 | 33.08 |  | 35.58 | 35.58 |  | 2.29 | 33.08 | 33.08 |  | 35.37 | 35.37
2020-06-28 18:00 | SHORT | LONG | BALP | 2.09 | 34.07 | 34.07 |  | 36.16 | 36.16 |  | 2.5 | 34.07 | 34.07 |  | 36.57 | 36.57 |  | 2.29 | 34.07 |  | 34.07 | 31.78 |  | 31.78
2020-06-28 19:00 | SHORT | SHORT | BALP | 2.09 | 37.95 | 37.95 |  | 40.04 | 40.04 |  | 2.5 | 37.95 | 37.95 |  | 40.45 | 40.45 |  | 2.29 | 37.95 | 37.95 |  | 40.24 | 40.24
2020-06-28 20:00 | SHORT | SHORT | BALP | 2.09 | 54.5 | 54.5 |  | 56.59 | 56.59 |  | 2.5 | 54.5 | 54.5 |  | 57 | 57 |  | 2.29 | 54.5 | 54.5 |  | 56.79 | 56.79
2020-06-28 21:00 | SHORT | SHORT | BALP | 2.09 | 54.5 | 54.5 |  | 56.59 | 56.59 |  | 2.5 | 54.5 | 54.5 |  | 57 | 57 |  | 2.29 | 54.5 | 54.5 |  | 56.79 | 56.79
2020-06-28 22:00 | SHORT | SHORT | BALP | 2.09 | 64.5 | 64.5 |  | 66.59 | 66.59 |  | 2.5 | 64.5 | 64.5 |  | 67 | 67 |  | 2.29 | 64.5 | 64.5 |  | 66.79 | 66.79
2020-06-28 23:00 | SHORT | SHORT | BALP | 2.09 | 36 | 36 |  | 38.09 | 38.09 |  | 2.5 | 36 | 36 |  | 38.5 | 38.5 |  | 2.29 | 36 | 36 |  | 38.29 | 38.29
2020-06-29 | LONG | LONG | BALP | 2.09 | -13.07 |  | -13.07 | -15.16 |  | -15.16 | 2.5 | -13.07 |  | -13.07 | -15.57 |  | -15.57 | 2.29 | -13.07 |  | -13.07 | -15.36 |  | -15.36
2020-06-29 01:00 | SHORT | SHORT | BALP | 2.09 | 95 | 95 |  | 97.09 | 97.09 |  | 2.5 | 95 | 95 |  | 97.5 | 97.5 |  | 2.29 | 95 | 95 |  | 97.29 | 97.29
2020-06-29 02:00 | LONG | LONG | VoAA | 2.09 | 0 |  | 0 | -2.09 |  | -2.09 | 2.5 | 22.9 |  | 22.9 | 20.4 |  | 20.4 | 2.29 | 4.89 |  | 4.89 | 2.6 |  | 2.6
2020-06-29 03:00 | LONG | LONG | VoAA | 2.09 | 43.8 |  | 43.8 | 41.71 |  | 41.71 | 2.5 | 29.39 |  | 29.39 | 26.89 |  | 26.89 | 2.29 | 4.85 |  | 4.85 | 2.56 |  | 2.56
2020-06-29 04:00 | LONG | LONG | BALP | 2.09 | 29.8 |  | 29.8 | 27.71 |  | 27.71 | 2.5 | 29.8 |  | 29.8 | 27.3 |  | 27.3 | 2.29 | 29.8 |  | 29.8 | 27.51 |  | 27.51
2020-06-29 05:00 | LONG | LONG | BALP | 2.09 | -1.84 |  | -1.84 | -3.93 |  | -3.93 | 2.5 | -1.84 |  | -1.84 | -4.34 |  | -4.34 | 2.29 | -1.84 |  | -1.84 | -4.13 |  | -4.13
2020-06-29 06:00 | LONG | LONG | VoAA | 2.09 | 43.8 |  | 43.8 | 41.71 |  | 41.71 | 2.5 | 42.65 |  | 42.65 | 40.15 |  | 40.15 | 2.29 | 19.4 |  | 19.4 | 17.11 |  | 17.11
2020-06-29 07:00 | SHORT | LONG | BALP | 2.09 | 50 | 50 |  | 52.09 | 52.09 |  | 2.5 | 50 | 50 |  | 52.5 | 52.5 |  | 2.29 | 31.49 |  | 31.49 | 29.2 |  | 29.2
2020-06-29 08:00 | LONG | LONG | BALP | 2.09 | 9 |  | 9 | 6.91 |  | 6.91 | 2.5 | 9 |  | 9 | 6.5 |  | 6.5 | 2.29 | 9 |  | 9 | 6.71 |  | 6.71
2020-06-29 09:00 | SHORT | SHORT | BALP | 2.09 | 95 | 95 |  | 97.09 | 97.09 |  | 2.5 | 95 | 95 |  | 97.5 | 97.5 |  | 2.29 | 95 | 95 |  | 97.29 | 97.29
2020-06-29 10:00 | SHORT | SHORT | BALP | 2.09 | 95 | 95 |  | 97.09 | 97.09 |  | 2.5 | 95 | 95 |  | 97.5 | 97.5 |  | 2.29 | 95 | 95 |  | 97.29 | 97.29
2020-06-29 11:00 | SHORT | SHORT | BALP | 2.09 | 94 | 94 |  | 96.09 | 96.09 |  | 2.5 | 94 | 94 |  | 96.5 | 96.5 |  | 2.29 | 94 | 94 |  | 96.29 | 96.29
2020-06-29 12:00 | SHORT | SHORT | BALP | 2.09 | 94 | 94 |  | 96.09 | 96.09 |  | 2.5 | 94 | 94 |  | 96.5 | 96.5 |  | 2.29 | 94 | 94 |  | 96.29 | 96.29
2020-06-29 13:00 | SHORT | SHORT | BALP | 2.09 | 94 | 94 |  | 96.09 | 96.09 |  | 2.5 | 94 | 94 |  | 96.5 | 96.5 |  | 2.29 | 94 | 94 |  | 96.29 | 96.29
2020-06-29 14:00 | SHORT | SHORT | BALP | 2.09 | 69.6 | 69.6 |  | 71.69 | 71.69 |  | 2.5 | 69.6 | 69.6 |  | 72.1 | 72.1 |  | 2.29 | 69.6 | 69.6 |  | 71.89 | 71.89
2020-06-29 15:00 | SHORT | SHORT | BALP | 2.09 | 94 | 94 |  | 96.09 | 96.09 |  | 2.5 | 94 | 94 |  | 96.5 | 96.5 |  | 2.29 | 94 | 94 |  | 96.29 | 96.29
2020-06-29 16:00 | SHORT | SHORT | BALP | 2.09 | 48.4 | 48.4 |  | 50.49 | 50.49 |  | 2.5 | 48.4 | 48.4 |  | 50.9 | 50.9 |  | 2.29 | 48.4 | 48.4 |  | 50.69 | 50.69
2020-06-29 17:00 | SHORT | LONG | BALP | 2.09 | 35.05 | 35.05 |  | 37.14 | 37.14 |  | 2.5 | 35.05 | 35.05 |  | 37.55 | 37.55 |  | 2.29 | 35.05 |  | 35.05 | 32.76 |  | 32.76
2020-06-29 18:00 | LONG | LONG | BALP | 2.09 | 37.4 |  | 37.4 | 35.31 |  | 35.31 | 2.5 | 37.4 |  | 37.4 | 34.9 |  | 34.9 | 2.29 | 37.4 |  | 37.4 | 35.11 |  | 35.11
2020-06-29 19:00 | LONG | LONG | VoAA | 2.09 | 37.4 |  | 37.4 | 35.31 |  | 35.31 | 2.5 | 41.2 |  | 41.2 | 38.7 |  | 38.7 | 2.29 | 48.18 |  | 48.18 | 45.89 |  | 45.89
2020-06-29 20:00 | SHORT | SHORT | BALP | 2.09 | 201.23 | 201.23 |  | 203.32 | 203.32 |  | 2.5 | 201.23 | 201.23 |  | 203.73 | 203.73 |  | 2.29 | 201.23 | 201.23 |  | 203.52 | 203.52
2020-06-29 21:00 | SHORT | SHORT | VoAA | 2.09 | 40.6 | 40.6 |  | 42.69 | 42.69 |  | 2.5 | 39.6 | 39.6 |  | 42.1 | 42.1 |  | 2.29 | 34.9 | 34.9 |  | 37.19 | 37.19
2020-06-29 22:00 | LONG | LONG | BALP | 2.09 | 6 |  | 6 | 3.91 |  | 3.91 | 2.5 | 6 |  | 6 | 3.5 |  | 3.5 | 2.29 | 6 |  | 6 | 3.71 |  | 3.71
2020-06-29 23:00 | LONG | LONG | BALP | 2.09 | 8.86 |  | 8.86 | 6.77 |  | 6.77 | 2.5 | 8.86 |  | 8.86 | 6.36 |  | 6.36 | 2.29 | 8.86 |  | 8.86 | 6.57 |  | 6.57
2020-06-30 | LONG | LONG | BALP | 2.09 | 13.97 |  | 13.97 | 11.88 |  | 11.88 | 2.5 | 13.97 |  | 13.97 | 11.47 |  | 11.47 | 2.29 | 13.97 |  | 13.97 | 11.68 |  | 11.68
2020-06-30 01:00 | LONG | LONG | VoAA | 2.09 | -12.26 |  | -12.26 | -14.35 |  | -14.35 | 2.5 | 3.9 |  | 3.9 | 1.4 |  | 1.4 | 2.29 | 18.25 |  | 18.25 | 15.96 |  | 15.96
2020-06-30 02:00 | LONG | LONG | VoAA | 2.09 | -12.26 |  | -12.26 | -14.35 |  | -14.35 | 2.5 | 0.67 |  | 0.67 | -1.83 |  | -1.83 | 2.29 | 10.05 |  | 10.05 | 7.76 |  | 7.76
2020-06-30 03:00 | SHORT | SHORT | VoAA | 2.09 | 13.34 | 13.34 |  | 15.43 | 15.43 |  | 2.5 | 0.54 | 0.54 |  | 3.04 | 3.04 |  | 2.29 | 3.6 | 3.6 |  | 5.89 | 5.89
2020-06-30 04:00 | SHORT | SHORT | BALP | 2.09 | 95 | 95 |  | 97.09 | 97.09 |  | 2.5 | 95 | 95 |  | 97.5 | 97.5 |  | 2.29 | 95 | 95 |  | 97.29 | 97.29
2020-06-30 05:00 | SHORT | SHORT | BALP | 2.09 | 54.8 | 54.8 |  | 56.89 | 56.89 |  | 2.5 | 54.8 | 54.8 |  | 57.3 | 57.3 |  | 2.29 | 54.8 | 54.8 |  | 57.09 | 57.09
2020-06-30 06:00 | SHORT | SHORT | BALP | 2.09 | 78 | 78 |  | 80.09 | 80.09 |  | 2.5 | 78 | 78 |  | 80.5 | 80.5 |  | 2.29 | 78 | 78 |  | 80.29 | 80.29
2020-06-30 07:00 | LONG | LONG | BALP | 2.09 | 0 |  | 0 | -2.09 |  | -2.09 | 2.5 | 0 |  | 0 | -2.5 |  | -2.5 | 2.29 | 0 |  | 0 | -2.29 |  | -2.29
2020-06-30 08:00 | LONG | LONG | BALP | 2.09 | 1 |  | 1 | -1.09 |  | -1.09 | 2.5 | 1 |  | 1 | -1.5 |  | -1.5 | 2.29 | 1 |  | 1 | -1.29 |  | -1.29
2020-06-30 09:00 | LONG | LONG | BALP | 2.09 | 7 |  | 7 | 4.91 |  | 4.91 | 2.5 | 7 |  | 7 | 4.5 |  | 4.5 | 2.29 | 7 |  | 7 | 4.71 |  | 4.71
2020-06-30 10:00 | LONG | LONG | BALP | 2.09 | 9.6 |  | 9.6 | 7.51 |  | 7.51 | 2.5 | 9.6 |  | 9.6 | 7.1 |  | 7.1 | 2.29 | 9.6 |  | 9.6 | 7.31 |  | 7.31
2020-06-30 11:00 | LONG | LONG | BALP | 2.09 | 50.09 |  | 50.09 | 48 |  | 48 | 2.5 | 50.09 |  | 50.09 | 47.59 |  | 47.59 | 2.29 | 50.09 |  | 50.09 | 47.8 |  | 47.8
2020-06-30 12:00 | LONG | LONG | BALP | 2.09 | 20 |  | 20 | 17.91 |  | 17.91 | 2.5 | 20 |  | 20 | 17.5 |  | 17.5 | 2.29 | 20 |  | 20 | 17.71 |  | 17.71
2020-06-30 13:00 | LONG | LONG | BALP | 2.09 | 18.4 |  | 18.4 | 16.31 |  | 16.31 | 2.5 | 18.4 |  | 18.4 | 15.9 |  | 15.9 | 2.29 | 18.4 |  | 18.4 | 16.11 |  | 16.11
2020-06-30 14:00 | LONG | LONG | BALP | 2.09 | 50.6 |  | 50.6 | 48.51 |  | 48.51 | 2.5 | 50.6 |  | 50.6 | 48.1 |  | 48.1 | 2.29 | 50.6 |  | 50.6 | 48.31 |  | 48.31
2020-06-30 15:00 | LONG | LONG | BALP | 2.09 | 50.62 |  | 50.62 | 48.53 |  | 48.53 | 2.5 | 50.62 |  | 50.62 | 48.12 |  | 48.12 | 2.29 | 50.62 |  | 50.62 | 48.33 |  | 48.33
2020-06-30 16:00 | LONG | LONG | BALP | 2.09 | 15 |  | 15 | 12.91 |  | 12.91 | 2.5 | 15 |  | 15 | 12.5 |  | 12.5 | 2.29 | 15 |  | 15 | 12.71 |  | 12.71
2020-06-30 17:00 | LONG | LONG | BALP | 2.09 | 23.4 |  | 23.4 | 21.31 |  | 21.31 | 2.5 | 23.4 |  | 23.4 | 20.9 |  | 20.9 | 2.29 | 23.4 |  | 23.4 | 21.11 |  | 21.11
2020-06-30 18:00 | LONG | LONG | BALP | 2.09 | 18.4 |  | 18.4 | 16.31 |  | 16.31 | 2.5 | 18.4 |  | 18.4 | 15.9 |  | 15.9 | 2.29 | 18.4 |  | 18.4 | 16.11 |  | 16.11
2020-06-30 19:00 | LONG | LONG | BALP | 2.09 | 9.6 |  | 9.6 | 7.51 |  | 7.51 | 2.5 | 9.6 |  | 9.6 | 7.1 |  | 7.1 | 2.29 | 9.6 |  | 9.6 | 7.31 |  | 7.31
2020-06-30 20:00 | LONG | LONG | BALP | 2.09 | 10 |  | 10 | 7.91 |  | 7.91 | 2.5 | 10 |  | 10 | 7.5 |  | 7.5 | 2.29 | 10 |  | 10 | 7.71 |  | 7.71
2020-06-30 21:00 | LONG | LONG | BALP | 2.09 | -0.92 |  | -0.92 | -3.01 |  | -3.01 | 2.5 | -0.92 |  | -0.92 | -3.42 |  | -3.42 | 2.29 | -0.92 |  | -0.92 | -3.21 |  | -3.21
2020-06-30 22:00 | SHORT | SHORT | BALP | 2.09 | 95 | 95 |  | 97.09 | 97.09 |  | 2.5 | 95 | 95 |  | 97.5 | 97.5 |  | 2.29 | 95 | 95 |  | 97.29 | 97.29
2020-06-30 23:00 | LONG | LONG | BALP | 2.09 | -12.26 |  | -12.26 | -14.35 |  | -14.35 | 2.5 | -12.26 |  | -12.26 | -14.76 |  | -14.76 | 2.29 | -12.26 |  | -12.26 | -14.55 |  | -14.55
2020-07-01 | LONG | LONG | BALP | 8.15 | -3 |  | -3 | -11.15 |  | -11.15 | 9.34 | -3 |  | -3 | -12.34 |  | -12.34 | 9.62 | -3 |  | -3 | -12.62 |  | -12.62
2020-07-01 01:00 | LONG | LONG | VoAA | 8.15 | -20.64 |  | -20.64 | -28.79 |  | -28.79 | 9.34 | -5.02 |  | -5.02 | -14.36 |  | -14.36 | 9.62 | 0.95 |  | 0.95 | -8.67 |  | -8.67
2020-07-01 02:00 | LONG | LONG | VoAA | 8.15 | -167.51 |  | -167.51 | -175.66 |  | -175.66 | 9.34 | -78.53 |  | -78.53 | -87.87 |  | -87.87 | 9.62 | 0.6 |  | 0.6 | -9.02 |  | -9.02
2020-07-01 03:00 | LONG | LONG | VoAA | 8.15 | -167.51 |  | -167.51 | -175.66 |  | -175.66 | 9.34 | -78.53 |  | -78.53 | -87.87 |  | -87.87 | 9.62 | 0.46 |  | 0.46 | -9.16 |  | -9.16
2020-07-01 04:00 | LONG | LONG | BALP | 8.15 | -7.5 |  | -7.5 | -15.65 |  | -15.65 | 9.34 | -7.5 |  | -7.5 | -16.84 |  | -16.84 | 9.62 | -7.5 |  | -7.5 | -17.12 |  | -17.12
2020-07-01 05:00 | LONG | LONG | BALP | 8.15 | -4.59 |  | -4.59 | -12.74 |  | -12.74 | 9.34 | -4.59 |  | -4.59 | -13.93 |  | -13.93 | 9.62 | -4.59 |  | -4.59 | -14.21 |  | -14.21
2020-07-01 06:00 | SHORT | SHORT | BALP | 8.15 | 95 | 95 |  | 103.15 | 103.15 |  | 9.34 | 95 | 95 |  | 104.34 | 104.34 |  | 9.62 | 95 | 95 |  | 104.62 | 104.62
2020-07-01 07:00 | LONG | LONG | VoAA | 8.15 | 1 |  | 1 | -7.15 |  | -7.15 | 9.34 | 13.85 |  | 13.85 | 4.51 |  | 4.51 | 9.62 | 23.09 |  | 23.09 | 13.47 |  | 13.47
2020-07-01 08:00 | SHORT | SHORT | VoAA | 8.15 | 43.5 | 43.5 |  | 51.65 | 51.65 |  | 9.34 | 44.1 | 44.1 |  | 53.44 | 53.44 |  | 9.62 | 40.07 | 40.07 |  | 49.69 | 49.69
2020-07-01 09:00 | LONG | LONG | VoAA | 8.15 | 44.7 |  | 44.7 | 36.55 |  | 36.55 | 9.34 | 45.25 |  | 45.25 | 35.91 |  | 35.91 | 9.62 | 41.1 |  | 41.1 | 31.48 |  | 31.48
2020-07-01 10:00 | LONG | LONG | BALP | 8.15 | 1.38 |  | 1.38 | -6.77 |  | -6.77 | 9.34 | 1.38 |  | 1.38 | -7.96 |  | -7.96 | 9.62 | 1.38 |  | 1.38 | -8.24 |  | -8.24
2020-07-01 11:00 | LONG | LONG | BALP | 8.15 | 7.93 |  | 7.93 | -0.22 |  | -0.22 | 9.34 | 7.93 |  | 7.93 | -1.41 |  | -1.41 | 9.62 | 7.93 |  | 7.93 | -1.69 |  | -1.69
2020-07-01 12:00 | LONG | LONG | VoAA | 8.15 | 33.4 |  | 33.4 | 25.25 |  | 25.25 | 9.34 | 34.4 |  | 34.4 | 25.06 |  | 25.06 | 9.62 | 41.13 |  | 41.13 | 31.51 |  | 31.51
2020-07-01 13:00 | SHORT | SHORT | BALP | 8.15 | 44.4 | 44.4 |  | 52.55 | 52.55 |  | 9.34 | 44.4 | 44.4 |  | 53.74 | 53.74 |  | 9.62 | 44.4 | 44.4 |  | 54.02 | 54.02
2020-07-01 14:00 | LONG | LONG | BALP | 8.15 | 24.16 |  | 24.16 | 16.01 |  | 16.01 | 9.34 | 24.16 |  | 24.16 | 14.82 |  | 14.82 | 9.62 | 24.16 |  | 24.16 | 14.54 |  | 14.54
2020-07-01 15:00 | LONG | LONG | BALP | 8.15 | 7.93 |  | 7.93 | -0.22 |  | -0.22 | 9.34 | 7.93 |  | 7.93 | -1.41 |  | -1.41 | 9.62 | 7.93 |  | 7.93 | -1.69 |  | -1.69
2020-07-01 16:00 | LONG | LONG | BALP | 8.15 | 7.93 |  | 7.93 | -0.22 |  | -0.22 | 9.34 | 7.93 |  | 7.93 | -1.41 |  | -1.41 | 9.62 | 7.93 |  | 7.93 | -1.69 |  | -1.69
2020-07-01 17:00 | LONG | LONG | VoAA | 8.15 | 33.4 |  | 33.4 | 25.25 |  | 25.25 | 9.34 | 34.4 |  | 34.4 | 25.06 |  | 25.06 | 9.62 | 38.43 |  | 38.43 | 28.81 |  | 28.81
2020-07-01 18:00 | LONG | LONG | BALP | 8.15 | 33.4 |  | 33.4 | 25.25 |  | 25.25 | 9.34 | 33.4 |  | 33.4 | 24.06 |  | 24.06 | 9.62 | 33.4 |  | 33.4 | 23.78 |  | 23.78
2020-07-01 19:00 | LONG | LONG | BALP | 8.15 | 33.4 |  | 33.4 | 25.25 |  | 25.25 | 9.34 | 33.4 |  | 33.4 | 24.06 |  | 24.06 | 9.62 | 33.4 |  | 33.4 | 23.78 |  | 23.78
2020-07-01 20:00 | LONG | LONG | BALP | 8.15 | 42.26 |  | 42.26 | 34.11 |  | 34.11 | 9.34 | 42.26 |  | 42.26 | 32.92 |  | 32.92 | 9.62 | 42.26 |  | 42.26 | 32.64 |  | 32.64
2020-07-01 21:00 | LONG | LONG | BALP | 8.15 | 1 |  | 1 | -7.15 |  | -7.15 | 9.34 | 1 |  | 1 | -8.34 |  | -8.34 | 9.62 | 1 |  | 1 | -8.62 |  | -8.62
2020-07-01 22:00 | SHORT | SHORT | VoAA | 8.15 | 35.4 | 35.4 |  | 43.55 | 43.55 |  | 9.34 | 34.4 | 34.4 |  | 43.74 | 43.74 |  | 9.62 | 40.12 | 40.12 |  | 49.74 | 49.74
2020-07-01 23:00 | SHORT | SHORT | BALP | 8.15 | 42.07 | 42.07 |  | 50.22 | 50.22 |  | 9.34 | 42.07 | 42.07 |  | 51.41 | 51.41 |  | 9.62 | 42.07 | 42.07 |  | 51.69 | 51.69
2020-07-02 | LONG | LONG | BALP | 8.15 | 0 |  | 0 | -8.15 |  | -8.15 | 9.34 | 0 |  | 0 | -9.34 |  | -9.34 | 9.62 | 0 |  | 0 | -9.62 |  | -9.62
2020-07-02 01:00 | SHORT | SHORT | BALP | 8.15 | 107.35 | 107.35 |  | 115.5 | 115.5 |  | 9.34 | 107.35 | 107.35 |  | 116.69 | 116.69 |  | 9.62 | 107.35 | 107.35 |  | 116.97 | 116.97
2020-07-02 02:00 | SHORT | SHORT | VoAA | 8.15 | 35.4 | 35.4 |  | 43.55 | 43.55 |  | 9.34 | 22.46 | 22.46 |  | 31.8 | 31.8 |  | 9.62 | 26.04 | 26.04 |  | 35.66 | 35.66
2020-07-02 03:00 | LONG | LONG | VoAA | 8.15 | 9.51 |  | 9.51 | 1.36 |  | 1.36 | 9.34 | 20.3 |  | 20.3 | 10.96 |  | 10.96 | 9.62 | 26.02 |  | 26.02 | 16.4 |  | 16.4
2020-07-02 04:00 | LONG | LONG | VoAA | 8.15 | 2.51 |  | 2.51 | -5.64 |  | -5.64 | 9.34 | 16.8 |  | 16.8 | 7.46 |  | 7.46 | 9.62 | 21.09 |  | 21.09 | 11.47 |  | 11.47
2020-07-02 05:00 | LONG | LONG | VoAA | 8.15 | 9.51 |  | 9.51 | 1.36 |  | 1.36 | 9.34 | 22.46 |  | 22.46 | 13.12 |  | 13.12 | 9.62 | 21.09 |  | 21.09 | 11.47 |  | 11.47
2020-07-02 06:00 | SHORT | SHORT | BALP | 8.15 | 29.46 | 29.46 |  | 37.61 | 37.61 |  | 9.34 | 29.46 | 29.46 |  | 38.8 | 38.8 |  | 9.62 | 29.46 | 29.46 |  | 39.08 | 39.08
2020-07-02 07:00 | SHORT | SHORT | BALP | 8.15 | 88.43 | 88.43 |  | 96.58 | 96.58 |  | 9.34 | 88.43 | 88.43 |  | 97.77 | 97.77 |  | 9.62 | 88.43 | 88.43 |  | 98.05 | 98.05
2020-07-02 08:00 | SHORT | SHORT | BALP | 8.15 | 95 | 95 |  | 103.15 | 103.15 |  | 9.34 | 95 | 95 |  | 104.34 | 104.34 |  | 9.62 | 95 | 95 |  | 104.62 | 104.62
2020-07-02 09:00 | SHORT | SHORT | BALP | 8.15 | 95 | 95 |  | 103.15 | 103.15 |  | 9.34 | 95 | 95 |  | 104.34 | 104.34 |  | 9.62 | 95 | 95 |  | 104.62 | 104.62
2020-07-02 10:00 | LONG | LONG | BALP | 8.15 | 10 |  | 10 | 1.85 |  | 1.85 | 9.34 | 10 |  | 10 | 0.66 |  | 0.66 | 9.62 | 10 |  | 10 | 0.38 |  | 0.38
2020-07-02 11:00 | LONG | LONG | BALP | 8.15 | 2 |  | 2 | -6.15 |  | -6.15 | 9.34 | 2 |  | 2 | -7.34 |  | -7.34 | 9.62 | 2 |  | 2 | -7.62 |  | -7.62
2020-07-02 12:00 | LONG | LONG | BALP | 8.15 | 20 |  | 20 | 11.85 |  | 11.85 | 9.34 | 20 |  | 20 | 10.66 |  | 10.66 | 9.62 | 20 |  | 20 | 10.38 |  | 10.38
2020-07-02 13:00 | LONG | LONG | VoAA | 8.15 | 20 |  | 20 | 11.85 |  | 11.85 | 9.34 | 36.11 |  | 36.11 | 26.77 |  | 26.77 | 9.62 | 50.22 |  | 50.22 | 40.6 |  | 40.6
2020-07-02 14:00 | LONG | LONG | BALP | 8.15 | 10 |  | 10 | 1.85 |  | 1.85 | 9.34 | 10 |  | 10 | 0.66 |  | 0.66 | 9.62 | 10 |  | 10 | 0.38 |  | 0.38
2020-07-02 15:00 | LONG | LONG | BALP | 8.15 | 9.31 |  | 9.31 | 1.16 |  | 1.16 | 9.34 | 9.31 |  | 9.31 | -0.03 |  | -0.03 | 9.62 | 9.31 |  | 9.31 | -0.31 |  | -0.31
2020-07-02 16:00 | LONG | LONG | BALP | 8.15 | 2.55 |  | 2.55 | -5.6 |  | -5.6 | 9.34 | 2.55 |  | 2.55 | -6.79 |  | -6.79 | 9.62 | 2.55 |  | 2.55 | -7.07 |  | -7.07
2020-07-02 17:00 | LONG | LONG | BALP | 8.15 | 2.5 |  | 2.5 | -5.65 |  | -5.65 | 9.34 | 2.5 |  | 2.5 | -6.84 |  | -6.84 | 9.62 | 2.5 |  | 2.5 | -7.12 |  | -7.12
2020-07-02 18:00 | LONG | LONG | BALP | 8.15 | 2.25 |  | 2.25 | -5.9 |  | -5.9 | 9.34 | 2.25 |  | 2.25 | -7.09 |  | -7.09 | 9.62 | 2.25 |  | 2.25 | -7.37 |  | -7.37
2020-07-02 19:00 | SHORT | SHORT | BALP | 8.15 | 56.7 | 56.7 |  | 64.85 | 64.85 |  | 9.34 | 56.7 | 56.7 |  | 66.04 | 66.04 |  | 9.62 | 56.7 | 56.7 |  | 66.32 | 66.32
2020-07-02 20:00 | LONG | LONG | BALP | 8.15 | 5 |  | 5 | -3.15 |  | -3.15 | 9.34 | 5 |  | 5 | -4.34 |  | -4.34 | 9.62 | 5 |  | 5 | -4.62 |  | -4.62
2020-07-02 21:00 | SHORT | SHORT | BALP | 8.15 | 46.76 | 46.76 |  | 54.91 | 54.91 |  | 9.34 | 46.76 | 46.76 |  | 56.1 | 56.1 |  | 9.62 | 46.76 | 46.76 |  | 56.38 | 56.38
2020-07-02 22:00 | SHORT | SHORT | BALP | 8.15 | 46.24 | 46.24 |  | 54.39 | 54.39 |  | 9.34 | 46.24 | 46.24 |  | 55.58 | 55.58 |  | 9.62 | 46.24 | 46.24 |  | 55.86 | 55.86
2020-07-02 23:00 | SHORT | SHORT | BALP | 8.15 | 46.9 | 46.9 |  | 55.05 | 55.05 |  | 9.34 | 46.9 | 46.9 |  | 56.24 | 56.24 |  | 9.62 | 46.9 | 46.9 |  | 56.52 | 56.52
2020-07-03 | LONG | LONG | VoAA | 8.15 | 1 |  | 1 | -7.15 |  | -7.15 | 9.34 | 18.15 |  | 18.15 | 8.81 |  | 8.81 | 9.62 | 23.07 |  | 23.07 | 13.45 |  | 13.45
2020-07-03 01:00 | LONG | LONG | VoAA | 8.15 | 10 |  | 10 | 1.85 |  | 1.85 | 9.34 | 27.08 |  | 27.08 | 17.74 |  | 17.74 | 9.62 | 44.25 |  | 44.25 | 34.63 |  | 34.63
2020-07-03 02:00 | LONG | LONG | VoAA | 8.15 | 0.91 |  | 0.91 | -7.24 |  | -7.24 | 9.34 | 20.46 |  | 20.46 | 11.12 |  | 11.12 | 9.62 | 34.16 |  | 34.16 | 24.54 |  | 24.54
2020-07-03 03:00 | LONG | LONG | BALP | 8.15 | -0.5 |  | -0.5 | -8.65 |  | -8.65 | 9.34 | -0.5 |  | -0.5 | -9.84 |  | -9.84 | 9.62 | -0.5 |  | -0.5 | -10.12 |  | -10.12
2020-07-03 04:00 | LONG | LONG | VoAA | 8.15 | 0.91 |  | 0.91 | -7.24 |  | -7.24 | 9.34 | 18.26 |  | 18.26 | 8.92 |  | 8.92 | 9.62 | 30.52 |  | 30.52 | 20.9 |  | 20.9
2020-07-03 05:00 | SHORT | SHORT | BALP | 8.15 | 26.07 | 26.07 |  | 34.22 | 34.22 |  | 9.34 | 26.07 | 26.07 |  | 35.41 | 35.41 |  | 9.62 | 26.07 | 26.07 |  | 35.69 | 35.69
2020-07-03 06:00 | LONG | LONG | VoAA | 8.15 | 0 |  | 0 | -8.15 |  | -8.15 | 9.34 | 17.65 |  | 17.65 | 8.31 |  | 8.31 | 9.62 | 30.13 |  | 30.13 | 20.51 |  | 20.51
2020-07-03 07:00 | LONG | SHORT | BALP | 8.15 | 15 |  | 15 | 6.85 |  | 6.85 | 9.34 | 15 |  | 15 | 5.66 |  | 5.66 | 9.62 | 39.99 | 39.99 |  | 49.61 | 49.61
2020-07-03 08:00 | SHORT | SHORT | BALP | 8.15 | 95 | 95 |  | 103.15 | 103.15 |  | 9.34 | 95 | 95 |  | 104.34 | 104.34 |  | 9.62 | 95 | 95 |  | 104.62 | 104.62
2020-07-03 09:00 | SHORT | SHORT | BALP | 8.15 | 95 | 95 |  | 103.15 | 103.15 |  | 9.34 | 95 | 95 |  | 104.34 | 104.34 |  | 9.62 | 95 | 95 |  | 104.62 | 104.62
2020-07-03 10:00 | SHORT | SHORT | BALP | 8.15 | 63.2 | 63.2 |  | 71.35 | 71.35 |  | 9.34 | 63.2 | 63.2 |  | 72.54 | 72.54 |  | 9.62 | 63.2 | 63.2 |  | 72.82 | 72.82
2020-07-03 11:00 | LONG | LONG | BALP | 8.15 | 1.5 |  | 1.5 | -6.65 |  | -6.65 | 9.34 | 1.5 |  | 1.5 | -7.84 |  | -7.84 | 9.62 | 1.5 |  | 1.5 | -8.12 |  | -8.12
2020-07-03 12:00 | LONG | LONG | BALP | 8.15 | 0.46 |  | 0.46 | -7.69 |  | -7.69 | 9.34 | 0.46 |  | 0.46 | -8.88 |  | -8.88 | 9.62 | 0.46 |  | 0.46 | -9.16 |  | -9.16
2020-07-03 13:00 | LONG | LONG | BALP | 8.15 | 0.5 |  | 0.5 | -7.65 |  | -7.65 | 9.34 | 0.5 |  | 0.5 | -8.84 |  | -8.84 | 9.62 | 0.5 |  | 0.5 | -9.12 |  | -9.12
2020-07-03 14:00 | LONG | LONG | BALP | 8.15 | 0 |  | 0 | -8.15 |  | -8.15 | 9.34 | 0 |  | 0 | -9.34 |  | -9.34 | 9.62 | 0 |  | 0 | -9.62 |  | -9.62
2020-07-03 15:00 | LONG | LONG | BALP | 8.15 | 0 |  | 0 | -8.15 |  | -8.15 | 9.34 | 0 |  | 0 | -9.34 |  | -9.34 | 9.62 | 0 |  | 0 | -9.62 |  | -9.62
2020-07-03 16:00 | LONG | LONG | BALP | 8.15 | 0 |  | 0 | -8.15 |  | -8.15 | 9.34 | 0 |  | 0 | -9.34 |  | -9.34 | 9.62 | 0 |  | 0 | -9.62 |  | -9.62
2020-07-03 17:00 | LONG | LONG | BALP | 8.15 | 0 |  | 0 | -8.15 |  | -8.15 | 9.34 | 0 |  | 0 | -9.34 |  | -9.34 | 9.62 | 0 |  | 0 | -9.62 |  | -9.62
2020-07-03 18:00 | LONG | LONG | BALP | 8.15 | 0 |  | 0 | -8.15 |  | -8.15 | 9.34 | 0 |  | 0 | -9.34 |  | -9.34 | 9.62 | 0 |  | 0 | -9.62 |  | -9.62
2020-07-03 19:00 | LONG | LONG | VoAA | 8.15 | 38 |  | 38 | 29.85 |  | 29.85 | 9.34 | 48.75 |  | 48.75 | 39.41 |  | 39.41 | 9.62 | 49.59 |  | 49.59 | 39.97 |  | 39.97
2020-07-03 20:00 | SHORT | SHORT | BALP | 8.15 | 95 | 95 |  | 103.15 | 103.15 |  | 9.34 | 95 | 95 |  | 104.34 | 104.34 |  | 9.62 | 95 | 95 |  | 104.62 | 104.62
2020-07-03 21:00 | LONG | LONG | VoAA | 8.15 | 20 |  | 20 | 11.85 |  | 11.85 | 9.34 | 29.49 |  | 29.49 | 20.15 |  | 20.15 | 9.62 | 36.97 |  | 36.97 | 27.35 |  | 27.35
2020-07-03 22:00 | LONG | LONG | VoAA | 8.15 | 0.91 |  | 0.91 | -7.24 |  | -7.24 | 9.34 | 22.46 |  | 22.46 | 13.12 |  | 13.12 | 9.62 | 35.25 |  | 35.25 | 25.63 |  | 25.63
2020-07-03 23:00 | SHORT | SHORT | BALP | 8.15 | 63 | 63 |  | 71.15 | 71.15 |  | 9.34 | 63 | 63 |  | 72.34 | 72.34 |  | 9.62 | 63 | 63 |  | 72.62 | 72.62
2020-07-04 | LONG | LONG | VoAA | 8.15 | -17.31 |  | -17.31 | -25.46 |  | -25.46 | 9.34 | 13.35 |  | 13.35 | 4.01 |  | 4.01 | 9.62 | 22.97 |  | 22.97 | 13.35 |  | 13.35
2020-07-04 01:00 | LONG | LONG | VoAA | 8.15 | 42 |  | 42 | 33.85 |  | 33.85 | 9.34 | 39.02 |  | 39.02 | 29.68 |  | 29.68 | 9.62 | 43.62 |  | 43.62 | 34 |  | 34
2020-07-04 02:00 | LONG | LONG | VoAA | 8.15 | 0 |  | 0 | -8.15 |  | -8.15 | 9.34 | 11.05 |  | 11.05 | 1.71 |  | 1.71 | 9.62 | 26.04 |  | 26.04 | 16.42 |  | 16.42
2020-07-04 03:00 | LONG | LONG | BALP | 8.15 | -1.4 |  | -1.4 | -9.55 |  | -9.55 | 9.34 | -1.4 |  | -1.4 | -10.74 |  | -10.74 | 9.62 | -1.4 |  | -1.4 | -11.02 |  | -11.02
2020-07-04 04:00 | LONG | LONG | BALP | 8.15 | -1.4 |  | -1.4 | -9.55 |  | -9.55 | 9.34 | -1.4 |  | -1.4 | -10.74 |  | -10.74 | 9.62 | -1.4 |  | -1.4 | -11.02 |  | -11.02
2020-07-04 05:00 | LONG | LONG | BALP | 8.15 | -0.5 |  | -0.5 | -8.65 |  | -8.65 | 9.34 | -0.5 |  | -0.5 | -9.84 |  | -9.84 | 9.62 | -0.5 |  | -0.5 | -10.12 |  | -10.12
2020-07-04 06:00 | LONG | LONG | BALP | 8.15 | -0.5 |  | -0.5 | -8.65 |  | -8.65 | 9.34 | -0.5 |  | -0.5 | -9.84 |  | -9.84 | 9.62 | -0.5 |  | -0.5 | -10.12 |  | -10.12
2020-07-04 07:00 | LONG | LONG | BALP | 8.15 | -0.5 |  | -0.5 | -8.65 |  | -8.65 | 9.34 | -0.5 |  | -0.5 | -9.84 |  | -9.84 | 9.62 | -0.5 |  | -0.5 | -10.12 |  | -10.12
2020-07-04 08:00 | LONG | LONG | BALP | 8.15 | -0.5 |  | -0.5 | -8.65 |  | -8.65 | 9.34 | -0.5 |  | -0.5 | -9.84 |  | -9.84 | 9.62 | -0.5 |  | -0.5 | -10.12 |  | -10.12
2020-07-04 09:00 | LONG | LONG | BALP | 8.15 | -2 |  | -2 | -10.15 |  | -10.15 | 9.34 | -2 |  | -2 | -11.34 |  | -11.34 | 9.62 | -2 |  | -2 | -11.62 |  | -11.62
2020-07-04 10:00 | LONG | LONG | BALP | 8.15 | -1.5 |  | -1.5 | -9.65 |  | -9.65 | 9.34 | -1.5 |  | -1.5 | -10.84 |  | -10.84 | 9.62 | -1.5 |  | -1.5 | -11.12 |  | -11.12
2020-07-04 11:00 | LONG | LONG | BALP | 8.15 | 0 |  | 0 | -8.15 |  | -8.15 | 9.34 | 0 |  | 0 | -9.34 |  | -9.34 | 9.62 | 0 |  | 0 | -9.62 |  | -9.62
2020-07-04 12:00 | LONG | LONG | BALP | 8.15 | -10.31 |  | -10.31 | -18.46 |  | -18.46 | 9.34 | -10.31 |  | -10.31 | -19.65 |  | -19.65 | 9.62 | -10.31 |  | -10.31 | -19.93 |  | -19.93
2020-07-04 13:00 | LONG | LONG | BALP | 8.15 | 2.87 |  | 2.87 | -5.28 |  | -5.28 | 9.34 | 2.87 |  | 2.87 | -6.47 |  | -6.47 | 9.62 | 2.87 |  | 2.87 | -6.75 |  | -6.75
2020-07-04 14:00 | LONG | LONG | BALP | 8.15 | 3.11 |  | 3.11 | -5.04 |  | -5.04 | 9.34 | 3.11 |  | 3.11 | -6.23 |  | -6.23 | 9.62 | 3.11 |  | 3.11 | -6.51 |  | -6.51
2020-07-04 15:00 | LONG | LONG | BALP | 8.15 | 4.76 |  | 4.76 | -3.39 |  | -3.39 | 9.34 | 4.76 |  | 4.76 | -4.58 |  | -4.58 | 9.62 | 4.76 |  | 4.76 | -4.86 |  | -4.86
2020-07-04 16:00 | LONG | LONG | BALP | 8.15 | 4 |  | 4 | -4.15 |  | -4.15 | 9.34 | 4 |  | 4 | -5.34 |  | -5.34 | 9.62 | 4 |  | 4 | -5.62 |  | -5.62
2020-07-04 17:00 | LONG | LONG | BALP | 8.15 | 0.47 |  | 0.47 | -7.68 |  | -7.68 | 9.34 | 0.47 |  | 0.47 | -8.87 |  | -8.87 | 9.62 | 0.47 |  | 0.47 | -9.15 |  | -9.15
2020-07-04 18:00 | LONG | LONG | BALP | 8.15 | 0.47 |  | 0.47 | -7.68 |  | -7.68 | 9.34 | 0.47 |  | 0.47 | -8.87 |  | -8.87 | 9.62 | 0.47 |  | 0.47 | -9.15 |  | -9.15
2020-07-04 19:00 | LONG | LONG | BALP | 8.15 | 6.45 |  | 6.45 | -1.7 |  | -1.7 | 9.34 | 6.45 |  | 6.45 | -2.89 |  | -2.89 | 9.62 | 6.45 |  | 6.45 | -3.17 |  | -3.17
2020-07-04 20:00 | SHORT | SHORT | VoAA | 8.15 | 44 | 44 |  | 52.15 | 52.15 |  | 9.34 | 13.35 | 13.35 |  | 22.69 | 22.69 |  | 9.62 | 37.06 | 37.06 |  | 46.68 | 46.68
2020-07-04 21:00 | LONG | LONG | VoAA | 8.15 | -17.31 |  | -17.31 | -25.46 |  | -25.46 | 9.34 | 13.35 |  | 13.35 | 4.01 |  | 4.01 | 9.62 | 37.05 |  | 37.05 | 27.43 |  | 27.43
2020-07-04 22:00 | LONG | LONG | VoAA | 8.15 | -17.31 |  | -17.31 | -25.46 |  | -25.46 | 9.34 | 1.32 |  | 1.32 | -8.02 |  | -8.02 | 9.62 | 37.04 |  | 37.04 | 27.42 |  | 27.42
2020-07-04 23:00 | SHORT | SHORT | BALP | 8.15 | 95 | 95 |  | 103.15 | 103.15 |  | 9.34 | 95 | 95 |  | 104.34 | 104.34 |  | 9.62 | 95 | 95 |  | 104.62 | 104.62
2020-07-05 | SHORT | SHORT | BALP | 8.15 | 94 | 94 |  | 102.15 | 102.15 |  | 9.34 | 94 | 94 |  | 103.34 | 103.34 |  | 9.62 | 94 | 94 |  | 103.62 | 103.62
2020-07-05 01:00 | LONG | LONG | VoAA | 8.15 | 0 |  | 0 | -8.15 |  | -8.15 | 9.34 | 5.7 |  | 5.7 | -3.64 |  | -3.64 | 9.62 | 3.16 |  | 3.16 | -6.46 |  | -6.46
2020-07-05 02:00 | SHORT | SHORT | BALP | 8.15 | 95 | 95 |  | 103.15 | 103.15 |  | 9.34 | 95 | 95 |  | 104.34 | 104.34 |  | 9.62 | 95 | 95 |  | 104.62 | 104.62
2020-07-05 03:00 | LONG | LONG | VoAA | 8.15 | -22.65 |  | -22.65 | -30.8 |  | -30.8 | 9.34 | 13.68 |  | 13.68 | 4.34 |  | 4.34 | 9.62 | 0.88 |  | 0.88 | -8.74 |  | -8.74
2020-07-05 04:00 | SHORT | SHORT | BALP | 8.15 | 95 | 95 |  | 103.15 | 103.15 |  | 9.34 | 95 | 95 |  | 104.34 | 104.34 |  | 9.62 | 95 | 95 |  | 104.62 | 104.62
2020-07-05 05:00 | SHORT | SHORT | BALP | 8.15 | 95 | 95 |  | 103.15 | 103.15 |  | 9.34 | 95 | 95 |  | 104.34 | 104.34 |  | 9.62 | 95 | 95 |  | 104.62 | 104.62
2020-07-05 06:00 | SHORT | SHORT | BALP | 8.15 | 94 | 94 |  | 102.15 | 102.15 |  | 9.34 | 94 | 94 |  | 103.34 | 103.34 |  | 9.62 | 94 | 94 |  | 103.62 | 103.62
2020-07-05 07:00 | SHORT | SHORT | BALP | 8.15 | 0.66 | 0.66 |  | 8.81 | 8.81 |  | 9.34 | 0.66 | 0.66 |  | 10 | 10 |  | 9.62 | 0.66 | 0.66 |  | 10.28 | 10.28
2020-07-05 08:00 | LONG | LONG | BALP | 8.15 | -2 |  | -2 | -10.15 |  | -10.15 | 9.34 | -2 |  | -2 | -11.34 |  | -11.34 | 9.62 | -2 |  | -2 | -11.62 |  | -11.62
2020-07-05 09:00 | SHORT | SHORT | BALP | 8.15 | 75 | 75 |  | 83.15 | 83.15 |  | 9.34 | 75 | 75 |  | 84.34 | 84.34 |  | 9.62 | 75 | 75 |  | 84.62 | 84.62
2020-07-05 10:00 | SHORT | SHORT | BALP | 8.15 | 50 | 50 |  | 58.15 | 58.15 |  | 9.34 | 50 | 50 |  | 59.34 | 59.34 |  | 9.62 | 50 | 50 |  | 59.62 | 59.62
2020-07-05 11:00 | SHORT | LONG | BALP | 8.15 | 68.2 | 68.2 |  | 76.35 | 76.35 |  | 9.34 | 68.2 | 68.2 |  | 77.54 | 77.54 |  | 9.62 | 41.7 |  | 41.7 | 32.08 |  | 32.08
2020-07-05 12:00 | LONG | LONG | BALP | 8.15 | -0.5 |  | -0.5 | -8.65 |  | -8.65 | 9.34 | -0.5 |  | -0.5 | -9.84 |  | -9.84 | 9.62 | -0.5 |  | -0.5 | -10.12 |  | -10.12
2020-07-05 13:00 | LONG | LONG | BALP | 8.15 | -2 |  | -2 | -10.15 |  | -10.15 | 9.34 | -2 |  | -2 | -11.34 |  | -11.34 | 9.62 | -2 |  | -2 | -11.62 |  | -11.62
2020-07-05 14:00 | LONG | LONG | BALP | 8.15 | -2.81 |  | -2.81 | -10.96 |  | -10.96 | 9.34 | -2.81 |  | -2.81 | -12.15 |  | -12.15 | 9.62 | -2.81 |  | -2.81 | -12.43 |  | -12.43
2020-07-05 15:00 | LONG | LONG | BALP | 8.15 | -4.68 |  | -4.68 | -12.83 |  | -12.83 | 9.34 | -4.68 |  | -4.68 | -14.02 |  | -14.02 | 9.62 | -4.68 |  | -4.68 | -14.3 |  | -14.3
2020-07-05 16:00 | LONG | LONG | BALP | 8.15 | -7 |  | -7 | -15.15 |  | -15.15 | 9.34 | -7 |  | -7 | -16.34 |  | -16.34 | 9.62 | -7 |  | -7 | -16.62 |  | -16.62
2020-07-05 17:00 | SHORT | SHORT | BALP | 8.15 | 94 | 94 |  | 102.15 | 102.15 |  | 9.34 | 94 | 94 |  | 103.34 | 103.34 |  | 9.62 | 94 | 94 |  | 103.62 | 103.62
2020-07-05 18:00 | LONG | LONG | VoAA | 8.15 | -167.5 |  | -167.5 | -175.65 |  | -175.65 | 9.34 | -59.15 |  | -59.15 | -68.49 |  | -68.49 | 9.62 | 41.65 |  | 41.65 | 32.03 |  | 32.03
2020-07-05 19:00 | LONG | LONG | VoAA | 8.15 | -167.5 |  | -167.5 | -175.65 |  | -175.65 | 9.34 | -59.15 |  | -59.15 | -68.49 |  | -68.49 | 9.62 | 40.9 |  | 40.9 | 31.28 |  | 31.28
2020-07-05 20:00 | LONG | LONG | VoAA | 8.15 | -167.5 |  | -167.5 | -175.65 |  | -175.65 | 9.34 | -59.15 |  | -59.15 | -68.49 |  | -68.49 | 9.62 | 44.18 |  | 44.18 | 34.56 |  | 34.56
2020-07-05 21:00 | LONG | LONG | BALP | 8.15 | -3 |  | -3 | -11.15 |  | -11.15 | 9.34 | -3 |  | -3 | -12.34 |  | -12.34 | 9.62 | -3 |  | -3 | -12.62 |  | -12.62
2020-07-05 22:00 | LONG | LONG | BALP | 8.15 | -4 |  | -4 | -12.15 |  | -12.15 | 9.34 | -4 |  | -4 | -13.34 |  | -13.34 | 9.62 | -4 |  | -4 | -13.62 |  | -13.62
2020-07-05 23:00 | LONG | LONG | BALP | 8.15 | -10.17 |  | -10.17 | -18.32 |  | -18.32 | 9.34 | -10.17 |  | -10.17 | -19.51 |  | -19.51 | 9.62 | -10.17 |  | -10.17 | -19.79 |  | -19.79
2020-07-06 | LONG | SHORT | BALP | 8.15 | -8 |  | -8 | -16.15 |  | -16.15 | 9.34 | -8 |  | -8 | -17.34 |  | -17.34 | 9.62 | 1.21 | 1.21 |  | 10.83 | 10.83
2020-07-06 01:00 | SHORT | SHORT | VoAA | 8.15 | 10.05 | 10.05 |  | 18.2 | 18.2 |  | 9.34 | -78.73 | -78.73 |  | -69.39 | -69.39 |  | 9.62 | 0.13 | 0.13 |  | 9.75 | 9.75
2020-07-06 02:00 | LONG | LONG | VoAA | 8.15 | -167.5 |  | -167.5 | -175.65 |  | -175.65 | 9.34 | -78.75 |  | -78.75 | -88.09 |  | -88.09 | 9.62 | 0.05 |  | 0.05 | -9.57 |  | -9.57
2020-07-06 03:00 | LONG | LONG | BALP | 8.15 | -1.43 |  | -1.43 | -9.58 |  | -9.58 | 9.34 | -1.43 |  | -1.43 | -10.77 |  | -10.77 | 9.62 | -1.43 |  | -1.43 | -11.05 |  | -11.05
2020-07-06 04:00 | LONG | LONG | BALP | 8.15 | -3.75 |  | -3.75 | -11.9 |  | -11.9 | 9.34 | -3.75 |  | -3.75 | -13.09 |  | -13.09 | 9.62 | -3.75 |  | -3.75 | -13.37 |  | -13.37
2020-07-06 05:00 | LONG | LONG | BALP | 8.15 | -5 |  | -5 | -13.15 |  | -13.15 | 9.34 | -5 |  | -5 | -14.34 |  | -14.34 | 9.62 | -5 |  | -5 | -14.62 |  | -14.62
2020-07-06 06:00 | SHORT | SHORT | BALP | 8.15 | 95 | 95 |  | 103.15 | 103.15 |  | 9.34 | 95 | 95 |  | 104.34 | 104.34 |  | 9.62 | 95 | 95 |  | 104.62 | 104.62
2020-07-06 07:00 | SHORT | SHORT | BALP | 8.15 | 95 | 95 |  | 103.15 | 103.15 |  | 9.34 | 95 | 95 |  | 104.34 | 104.34 |  | 9.62 | 95 | 95 |  | 104.62 | 104.62
2020-07-06 08:00 | SHORT | SHORT | BALP | 8.15 | 95 | 95 |  | 103.15 | 103.15 |  | 9.34 | 95 | 95 |  | 104.34 | 104.34 |  | 9.62 | 95 | 95 |  | 104.62 | 104.62
2020-07-06 09:00 | SHORT | SHORT | BALP | 8.15 | 95 | 95 |  | 103.15 | 103.15 |  | 9.34 | 95 | 95 |  | 104.34 | 104.34 |  | 9.62 | 95 | 95 |  | 104.62 | 104.62
2020-07-06 10:00 | SHORT | SHORT | BALP | 8.15 | 59.97 | 59.97 |  | 68.12 | 68.12 |  | 9.34 | 59.97 | 59.97 |  | 69.31 | 69.31 |  | 9.62 | 59.97 | 59.97 |  | 69.59 | 69.59
2020-07-06 11:00 | SHORT | SHORT | BALP | 8.15 | 60 | 60 |  | 68.15 | 68.15 |  | 9.34 | 60 | 60 |  | 69.34 | 69.34 |  | 9.62 | 60 | 60 |  | 69.62 | 69.62
2020-07-06 12:00 | SHORT | SHORT | BALP | 8.15 | 94 | 94 |  | 102.15 | 102.15 |  | 9.34 | 94 | 94 |  | 103.34 | 103.34 |  | 9.62 | 94 | 94 |  | 103.62 | 103.62
2020-07-06 13:00 | SHORT | SHORT | BALP | 8.15 | 94 | 94 |  | 102.15 | 102.15 |  | 9.34 | 94 | 94 |  | 103.34 | 103.34 |  | 9.62 | 94 | 94 |  | 103.62 | 103.62
2020-07-06 14:00 | SHORT | SHORT | BALP | 8.15 | 94 | 94 |  | 102.15 | 102.15 |  | 9.34 | 94 | 94 |  | 103.34 | 103.34 |  | 9.62 | 94 | 94 |  | 103.62 | 103.62
2020-07-06 15:00 | SHORT | LONG | BALP | 8.15 | 94 | 94 |  | 102.15 | 102.15 |  | 9.34 | 94 | 94 |  | 103.34 | 103.34 |  | 9.62 | 49.94 |  | 49.94 | 40.32 |  | 40.32
2020-07-06 16:00 | LONG | LONG | VoAA | 8.15 | 46.3 |  | 46.3 | 38.15 |  | 38.15 | 9.34 | 46.65 |  | 46.65 | 37.31 |  | 37.31 | 9.62 | 49.91 |  | 49.91 | 40.29 |  | 40.29
2020-07-06 17:00 | LONG | LONG | BALP | 8.15 | 3.59 |  | 3.59 | -4.56 |  | -4.56 | 9.34 | 3.59 |  | 3.59 | -5.75 |  | -5.75 | 9.62 | 3.59 |  | 3.59 | -6.03 |  | -6.03
2020-07-06 18:00 | LONG | LONG | BALP | 8.15 | 3.51 |  | 3.51 | -4.64 |  | -4.64 | 9.34 | 3.51 |  | 3.51 | -5.83 |  | -5.83 | 9.62 | 3.51 |  | 3.51 | -6.11 |  | -6.11
2020-07-06 19:00 | LONG | LONG | BALP | 8.15 | 5 |  | 5 | -3.15 |  | -3.15 | 9.34 | 5 |  | 5 | -4.34 |  | -4.34 | 9.62 | 5 |  | 5 | -4.62 |  | -4.62
2020-07-06 20:00 | LONG | LONG | BALP | 8.15 | 5.07 |  | 5.07 | -3.08 |  | -3.08 | 9.34 | 5.07 |  | 5.07 | -4.27 |  | -4.27 | 9.62 | 5.07 |  | 5.07 | -4.55 |  | -4.55
2020-07-06 21:00 | LONG | LONG | VoAA | 8.15 | 1 |  | 1 | -7.15 |  | -7.15 | 9.34 | 19.5 |  | 19.5 | 10.16 |  | 10.16 | 9.62 | 37.06 |  | 37.06 | 27.44 |  | 27.44
2020-07-06 22:00 | LONG | LONG | BALP | 8.15 | 0 |  | 0 | -8.15 |  | -8.15 | 9.34 | 0 |  | 0 | -9.34 |  | -9.34 | 9.62 | 0 |  | 0 | -9.62 |  | -9.62
2020-07-06 23:00 | LONG | LONG | BALP | 8.15 | 1 |  | 1 | -7.15 |  | -7.15 | 9.34 | 1 |  | 1 | -8.34 |  | -8.34 | 9.62 | 1 |  | 1 | -8.62 |  | -8.62
2020-07-07 | LONG | LONG | VoAA | 8.15 | 1 |  | 1 | -7.15 |  | -7.15 | 9.34 | 14.51 |  | 14.51 | 5.17 |  | 5.17 | 9.62 | 14.98 |  | 14.98 | 5.36 |  | 5.36
2020-07-07 01:00 | LONG | LONG | VoAA | 8.15 | 0 |  | 0 | -8.15 |  | -8.15 | 9.34 | 5.05 |  | 5.05 | -4.29 |  | -4.29 | 9.62 | 18.02 |  | 18.02 | 8.4 |  | 8.4
2020-07-07 02:00 | LONG | LONG | VoAA | 8.15 | 0 |  | 0 | -8.15 |  | -8.15 | 9.34 | 5.04 |  | 5.04 | -4.3 |  | -4.3 | 9.62 | 0.09 |  | 0.09 | -9.53 |  | -9.53
2020-07-07 03:00 | LONG | LONG | VoAA | 8.15 | 0 |  | 0 | -8.15 |  | -8.15 | 9.34 | 5.04 |  | 5.04 | -4.3 |  | -4.3 | 9.62 | 0.08 |  | 0.08 | -9.54 |  | -9.54
2020-07-07 04:00 | LONG | LONG | VoAA | 8.15 | 0 |  | 0 | -8.15 |  | -8.15 | 9.34 | 5.04 |  | 5.04 | -4.3 |  | -4.3 | 9.62 | 0.07 |  | 0.07 | -9.55 |  | -9.55
2020-07-07 05:00 | LONG | LONG | VoAA | 8.15 | 0 |  | 0 | -8.15 |  | -8.15 | 9.34 | 5.47 |  | 5.47 | -3.87 |  | -3.87 | 9.62 | 0.08 |  | 0.08 | -9.54 |  | -9.54
2020-07-07 06:00 | SHORT | SHORT | BALP | 8.15 | 95 | 95 |  | 103.15 | 103.15 |  | 9.34 | 95 | 95 |  | 104.34 | 104.34 |  | 9.62 | 95 | 95 |  | 104.62 | 104.62
2020-07-07 07:00 | SHORT | SHORT | BALP | 8.15 | 95 | 95 |  | 103.15 | 103.15 |  | 9.34 | 95 | 95 |  | 104.34 | 104.34 |  | 9.62 | 95 | 95 |  | 104.62 | 104.62
2020-07-07 08:00 | SHORT | LONG | BALP | 8.15 | 95 | 95 |  | 103.15 | 103.15 |  | 9.34 | 95 | 95 |  | 104.34 | 104.34 |  | 9.62 | 9.26 |  | 9.26 | -0.36 |  | -0.36
2020-07-07 09:00 | LONG | LONG | BALP | 8.15 | 20 |  | 20 | 11.85 |  | 11.85 | 9.34 | 20 |  | 20 | 10.66 |  | 10.66 | 9.62 | 20 |  | 20 | 10.38 |  | 10.38
2020-07-07 10:00 | SHORT | LONG | BALP | 8.15 | 53.9 | 53.9 |  | 62.05 | 62.05 |  | 9.34 | 53.9 | 53.9 |  | 63.24 | 63.24 |  | 9.62 | 44.93 |  | 44.93 | 35.31 |  | 35.31
2020-07-07 11:00 | LONG | LONG | BALP | 8.15 | 1 |  | 1 | -7.15 |  | -7.15 | 9.34 | 1 |  | 1 | -8.34 |  | -8.34 | 9.62 | 1 |  | 1 | -8.62 |  | -8.62
2020-07-07 12:00 | LONG | LONG | BALP | 8.15 | 9.22 |  | 9.22 | 1.07 |  | 1.07 | 9.34 | 9.22 |  | 9.22 | -0.12 |  | -0.12 | 9.62 | 9.22 |  | 9.22 | -0.4 |  | -0.4
2020-07-07 13:00 | LONG | LONG | BALP | 8.15 | 5 |  | 5 | -3.15 |  | -3.15 | 9.34 | 5 |  | 5 | -4.34 |  | -4.34 | 9.62 | 5 |  | 5 | -4.62 |  | -4.62
2020-07-07 14:00 | LONG | LONG | BALP | 8.15 | 5 |  | 5 | -3.15 |  | -3.15 | 9.34 | 5 |  | 5 | -4.34 |  | -4.34 | 9.62 | 5 |  | 5 | -4.62 |  | -4.62
2020-07-07 15:00 | LONG | LONG | BALP | 8.15 | 30.74 |  | 30.74 | 22.59 |  | 22.59 | 9.34 | 30.74 |  | 30.74 | 21.4 |  | 21.4 | 9.62 | 30.74 |  | 30.74 | 21.12 |  | 21.12
2020-07-07 16:00 | LONG | LONG | BALP | 8.15 | 2.23 |  | 2.23 | -5.92 |  | -5.92 | 9.34 | 2.23 |  | 2.23 | -7.11 |  | -7.11 | 9.62 | 2.23 |  | 2.23 | -7.39 |  | -7.39
2020-07-07 17:00 | LONG | LONG | VoAA | 8.15 | 20 |  | 20 | 11.85 |  | 11.85 | 9.34 | 29.25 |  | 29.25 | 19.91 |  | 19.91 | 9.62 | 32.09 |  | 32.09 | 22.47 |  | 22.47
2020-07-07 18:00 | LONG | LONG | BALP | 8.15 | 2.98 |  | 2.98 | -5.17 |  | -5.17 | 9.34 | 2.98 |  | 2.98 | -6.36 |  | -6.36 | 9.62 | 2.98 |  | 2.98 | -6.64 |  | -6.64
2020-07-07 19:00 | LONG | LONG | VoAA | 8.15 | 20 |  | 20 | 11.85 |  | 11.85 | 9.34 | 32.89 |  | 32.89 | 23.55 |  | 23.55 | 9.62 | 44.78 |  | 44.78 | 35.16 |  | 35.16
2020-07-07 20:00 | LONG | LONG | BALP | 8.15 | 39.8 |  | 39.8 | 31.65 |  | 31.65 | 9.34 | 39.8 |  | 39.8 | 30.46 |  | 30.46 | 9.62 | 39.8 |  | 39.8 | 30.18 |  | 30.18
2020-07-07 21:00 | LONG | LONG | VoAA | 8.15 | 10 |  | 10 | 1.85 |  | 1.85 | 9.34 | 25.43 |  | 25.43 | 16.09 |  | 16.09 | 9.62 | 39.86 |  | 39.86 | 30.24 |  | 30.24
2020-07-07 22:00 | LONG | LONG | BALP | 8.15 | 13.01 |  | 13.01 | 4.86 |  | 4.86 | 9.34 | 13.01 |  | 13.01 | 3.67 |  | 3.67 | 9.62 | 13.01 |  | 13.01 | 3.39 |  | 3.39
2020-07-07 23:00 | SHORT | SHORT | VoAA | 8.15 | 33.56 | 33.56 |  | 41.71 | 41.71 |  | 9.34 | 21.78 | 21.78 |  | 31.12 | 31.12 |  | 9.62 | 39.19 | 39.19 |  | 48.81 | 48.81
2020-07-08 | SHORT | SHORT | BALP | 8.15 | 50 | 50 |  | 58.15 | 58.15 |  | 9.34 | 50 | 50 |  | 59.34 | 59.34 |  | 9.62 | 50 | 50 |  | 59.62 | 59.62
2020-07-08 01:00 | SHORT | SHORT | BALP | 8.15 | 50 | 50 |  | 58.15 | 58.15 |  | 9.34 | 50 | 50 |  | 59.34 | 59.34 |  | 9.62 | 50 | 50 |  | 59.62 | 59.62
2020-07-08 02:00 | SHORT | SHORT | BALP | 8.15 | 50 | 50 |  | 58.15 | 58.15 |  | 9.34 | 50 | 50 |  | 59.34 | 59.34 |  | 9.62 | 50 | 50 |  | 59.62 | 59.62
2020-07-08 03:00 | SHORT | SHORT | BALP | 8.15 | 50 | 50 |  | 58.15 | 58.15 |  | 9.34 | 50 | 50 |  | 59.34 | 59.34 |  | 9.62 | 50 | 50 |  | 59.62 | 59.62
2020-07-08 04:00 | SHORT | LONG | BALP | 8.15 | 50 | 50 |  | 58.15 | 58.15 |  | 9.34 | 50 | 50 |  | 59.34 | 59.34 |  | 9.62 | 3.92 |  | 3.92 | -5.7 |  | -5.7
2020-07-08 05:00 | LONG | LONG | VoAA | 8.15 | 0 |  | 0 | -8.15 |  | -8.15 | 9.34 | 20 |  | 20 | 10.66 |  | 10.66 | 9.62 | 4.59 |  | 4.59 | -5.03 |  | -5.03
2020-07-08 06:00 | LONG | LONG | VoAA | 8.15 | 0 |  | 0 | -8.15 |  | -8.15 | 9.34 | 20 |  | 20 | 10.66 |  | 10.66 | 9.62 | 10.88 |  | 10.88 | 1.26 |  | 1.26
2020-07-08 07:00 | SHORT | SHORT | BALP | 8.15 | 40 | 40 |  | 48.15 | 48.15 |  | 9.34 | 40 | 40 |  | 49.34 | 49.34 |  | 9.62 | 40 | 40 |  | 49.62 | 49.62
2020-07-08 08:00 | SHORT | SHORT | BALP | 8.15 | 94 | 94 |  | 102.15 | 102.15 |  | 9.34 | 94 | 94 |  | 103.34 | 103.34 |  | 9.62 | 94 | 94 |  | 103.62 | 103.62
2020-07-08 09:00 | SHORT | SHORT | BALP | 8.15 | 50 | 50 |  | 58.15 | 58.15 |  | 9.34 | 50 | 50 |  | 59.34 | 59.34 |  | 9.62 | 50 | 50 |  | 59.62 | 59.62
2020-07-08 10:00 | SHORT | SHORT | BALP | 8.15 | 50 | 50 |  | 58.15 | 58.15 |  | 9.34 | 50 | 50 |  | 59.34 | 59.34 |  | 9.62 | 50 | 50 |  | 59.62 | 59.62
2020-07-08 11:00 | LONG | LONG | BALP | 8.15 | 32.75 |  | 32.75 | 24.6 |  | 24.6 | 9.34 | 32.75 |  | 32.75 | 23.41 |  | 23.41 | 9.62 | 32.75 |  | 32.75 | 23.13 |  | 23.13
2020-07-08 12:00 | LONG | SHORT | BALP | 8.15 | 34.78 |  | 34.78 | 26.63 |  | 26.63 | 9.34 | 34.78 |  | 34.78 | 25.44 |  | 25.44 | 9.62 | 44.71 | 44.71 |  | 54.33 | 54.33
2020-07-08 13:00 | SHORT | SHORT | BALP | 8.15 | 94 | 94 |  | 102.15 | 102.15 |  | 9.34 | 94 | 94 |  | 103.34 | 103.34 |  | 9.62 | 94 | 94 |  | 103.62 | 103.62
2020-07-08 14:00 | SHORT | SHORT | BALP | 8.15 | 94 | 94 |  | 102.15 | 102.15 |  | 9.34 | 94 | 94 |  | 103.34 | 103.34 |  | 9.62 | 94 | 94 |  | 103.62 | 103.62
2020-07-08 15:00 | SHORT | LONG | BALP | 8.15 | 41.2 | 41.2 |  | 49.35 | 49.35 |  | 9.34 | 41.2 | 41.2 |  | 50.54 | 50.54 |  | 9.62 | 40.2 |  | 40.2 | 30.58 |  | 30.58
2020-07-08 16:00 | LONG | LONG | BALP | 8.15 | 7 |  | 7 | -1.15 |  | -1.15 | 9.34 | 7 |  | 7 | -2.34 |  | -2.34 | 9.62 | 7 |  | 7 | -2.62 |  | -2.62
2020-07-08 17:00 | LONG | LONG | BALP | 8.15 | 7 |  | 7 | -1.15 |  | -1.15 | 9.34 | 7 |  | 7 | -2.34 |  | -2.34 | 9.62 | 7 |  | 7 | -2.62 |  | -2.62
2020-07-08 18:00 | LONG | SHORT | BALP | 8.15 | 7 |  | 7 | -1.15 |  | -1.15 | 9.34 | 7 |  | 7 | -2.34 |  | -2.34 | 9.62 | 43.97 | 43.97 |  | 53.59 | 53.59
2020-07-08 19:00 | SHORT | SHORT | BALP | 8.15 | 95 | 95 |  | 103.15 | 103.15 |  | 9.34 | 95 | 95 |  | 104.34 | 104.34 |  | 9.62 | 95 | 95 |  | 104.62 | 104.62
2020-07-08 20:00 | SHORT | SHORT | BALP | 8.15 | 95 | 95 |  | 103.15 | 103.15 |  | 9.34 | 95 | 95 |  | 104.34 | 104.34 |  | 9.62 | 95 | 95 |  | 104.62 | 104.62
2020-07-08 21:00 | SHORT | SHORT | BALP | 8.15 | 95 | 95 |  | 103.15 | 103.15 |  | 9.34 | 95 | 95 |  | 104.34 | 104.34 |  | 9.62 | 95 | 95 |  | 104.62 | 104.62
2020-07-08 22:00 | SHORT | SHORT | VoAA | 8.15 | 50 | 50 |  | 58.15 | 58.15 |  | 9.34 | 51 | 51 |  | 60.34 | 60.34 |  | 9.62 | 44.74 | 44.74 |  | 54.36 | 54.36
2020-07-08 23:00 | SHORT | SHORT | BALP | 8.15 | 95 | 95 |  | 103.15 | 103.15 |  | 9.34 | 95 | 95 |  | 104.34 | 104.34 |  | 9.62 | 95 | 95 |  | 104.62 | 104.62
2020-07-09 | SHORT | SHORT | BALP | 8.15 | 94 | 94 |  | 102.15 | 102.15 |  | 9.34 | 94 | 94 |  | 103.34 | 103.34 |  | 9.62 | 94 | 94 |  | 103.62 | 103.62
2020-07-09 01:00 | LONG | LONG | VoAA | 8.15 | 0 |  | 0 | -8.15 |  | -8.15 | 9.34 | 16.02 |  | 16.02 | 6.68 |  | 6.68 | 9.62 | 26.08 |  | 26.08 | 16.46 |  | 16.46
2020-07-09 02:00 | LONG | LONG | VoAA | 8.15 | 51.7 |  | 51.7 | 43.55 |  | 43.55 | 9.34 | 39.88 |  | 39.88 | 30.54 |  | 30.54 | 9.62 | 22.04 |  | 22.04 | 12.42 |  | 12.42
2020-07-09 03:00 | LONG | LONG | BALP | 8.15 | 10.22 |  | 10.22 | 2.07 |  | 2.07 | 9.34 | 10.22 |  | 10.22 | 0.88 |  | 0.88 | 9.62 | 10.22 |  | 10.22 | 0.6 |  | 0.6
2020-07-09 04:00 | LONG | LONG | BALP | 8.15 | 9.61 |  | 9.61 | 1.46 |  | 1.46 | 9.34 | 9.61 |  | 9.61 | 0.27 |  | 0.27 | 9.62 | 9.61 |  | 9.61 | -0.01 |  | -0.01
2020-07-09 05:00 | LONG | LONG | VoAA | 8.15 | 51.7 |  | 51.7 | 43.55 |  | 43.55 | 9.34 | 43.87 |  | 43.87 | 34.53 |  | 34.53 | 9.62 | 9.4 |  | 9.4 | -0.22 |  | -0.22
2020-07-09 06:00 | LONG | LONG | BALP | 8.15 | 23.73 |  | 23.73 | 15.58 |  | 15.58 | 9.34 | 23.73 |  | 23.73 | 14.39 |  | 14.39 | 9.62 | 23.73 |  | 23.73 | 14.11 |  | 14.11
2020-07-09 07:00 | LONG | LONG | VoAA | 8.15 | 51.7 |  | 51.7 | 43.55 |  | 43.55 | 9.34 | 50.95 |  | 50.95 | 41.61 |  | 41.61 | 9.62 | 41.87 |  | 41.87 | 32.25 |  | 32.25
2020-07-09 08:00 | LONG | LONG | BALP | 8.15 | 47.7 |  | 47.7 | 39.55 |  | 39.55 | 9.34 | 47.7 |  | 47.7 | 38.36 |  | 38.36 | 9.62 | 47.7 |  | 47.7 | 38.08 |  | 38.08
2020-07-09 09:00 | LONG | LONG | BALP | 8.15 | 8 |  | 8 | -0.15 |  | -0.15 | 9.34 | 8 |  | 8 | -1.34 |  | -1.34 | 9.62 | 8 |  | 8 | -1.62 |  | -1.62
2020-07-09 10:00 | LONG | LONG | BALP | 8.15 | 1.2 |  | 1.2 | -6.95 |  | -6.95 | 9.34 | 1.2 |  | 1.2 | -8.14 |  | -8.14 | 9.62 | 1.2 |  | 1.2 | -8.42 |  | -8.42
2020-07-09 11:00 | LONG | LONG | BALP | 8.15 | 9.5 |  | 9.5 | 1.35 |  | 1.35 | 9.34 | 9.5 |  | 9.5 | 0.16 |  | 0.16 | 9.62 | 9.5 |  | 9.5 | -0.12 |  | -0.12
2020-07-09 12:00 | LONG | LONG | BALP | 8.15 | 9.5 |  | 9.5 | 1.35 |  | 1.35 | 9.34 | 9.5 |  | 9.5 | 0.16 |  | 0.16 | 9.62 | 9.5 |  | 9.5 | -0.12 |  | -0.12
2020-07-09 13:00 | LONG | LONG | BALP | 8.15 | 9.5 |  | 9.5 | 1.35 |  | 1.35 | 9.34 | 9.5 |  | 9.5 | 0.16 |  | 0.16 | 9.62 | 9.5 |  | 9.5 | -0.12 |  | -0.12
2020-07-09 14:00 | LONG | LONG | BALP | 8.15 | 9.1 |  | 9.1 | 0.95 |  | 0.95 | 9.34 | 9.1 |  | 9.1 | -0.24 |  | -0.24 | 9.62 | 9.1 |  | 9.1 | -0.52 |  | -0.52
2020-07-09 15:00 | LONG | LONG | BALP | 8.15 | 9.5 |  | 9.5 | 1.35 |  | 1.35 | 9.34 | 9.5 |  | 9.5 | 0.16 |  | 0.16 | 9.62 | 9.5 |  | 9.5 | -0.12 |  | -0.12
2020-07-09 16:00 | LONG | LONG | BALP | 8.15 | 8.5 |  | 8.5 | 0.35 |  | 0.35 | 9.34 | 8.5 |  | 8.5 | -0.84 |  | -0.84 | 9.62 | 8.5 |  | 8.5 | -1.12 |  | -1.12
2020-07-09 17:00 | LONG | LONG | BALP | 8.15 | 8.5 |  | 8.5 | 0.35 |  | 0.35 | 9.34 | 8.5 |  | 8.5 | -0.84 |  | -0.84 | 9.62 | 8.5 |  | 8.5 | -1.12 |  | -1.12
2020-07-09 18:00 | LONG | LONG | BALP | 8.15 | 51.7 |  | 51.7 | 43.55 |  | 43.55 | 9.34 | 51.7 |  | 51.7 | 42.36 |  | 42.36 | 9.62 | 51.7 |  | 51.7 | 42.08 |  | 42.08
2020-07-09 19:00 | SHORT | SHORT | BALP | 8.15 | 47.35 | 47.35 |  | 55.5 | 55.5 |  | 9.34 | 47.35 | 47.35 |  | 56.69 | 56.69 |  | 9.62 | 47.35 | 47.35 |  | 56.97 | 56.97
2020-07-09 20:00 | LONG | LONG | BALP | 8.15 | 50.46 |  | 50.46 | 42.31 |  | 42.31 | 9.34 | 50.46 |  | 50.46 | 41.12 |  | 41.12 | 9.62 | 50.46 |  | 50.46 | 40.84 |  | 40.84
2020-07-09 21:00 | LONG | LONG | BALP | 8.15 | 9.5 |  | 9.5 | 1.35 |  | 1.35 | 9.34 | 9.5 |  | 9.5 | 0.16 |  | 0.16 | 9.62 | 9.5 |  | 9.5 | -0.12 |  | -0.12
2020-07-09 22:00 | LONG | LONG | BALP | 8.15 | 5 |  | 5 | -3.15 |  | -3.15 | 9.34 | 5 |  | 5 | -4.34 |  | -4.34 | 9.62 | 5 |  | 5 | -4.62 |  | -4.62
2020-07-09 23:00 | LONG | LONG | BALP | 8.15 | 3.39 |  | 3.39 | -4.76 |  | -4.76 | 9.34 | 3.39 |  | 3.39 | -5.95 |  | -5.95 | 9.62 | 3.39 |  | 3.39 | -6.23 |  | -6.23
2020-07-10 | LONG | LONG | BALP | 8.15 | 1 |  | 1 | -7.15 |  | -7.15 | 9.34 | 1 |  | 1 | -8.34 |  | -8.34 | 9.62 | 1 |  | 1 | -8.62 |  | -8.62
2020-07-10 01:00 | LONG | LONG | BALP | 8.15 | 12.8 |  | 12.8 | 4.65 |  | 4.65 | 9.34 | 12.8 |  | 12.8 | 3.46 |  | 3.46 | 9.62 | 12.8 |  | 12.8 | 3.18 |  | 3.18
2020-07-10 02:00 | LONG | LONG | BALP | 8.15 | 12.22 |  | 12.22 | 4.07 |  | 4.07 | 9.34 | 12.22 |  | 12.22 | 2.88 |  | 2.88 | 9.62 | 12.22 |  | 12.22 | 2.6 |  | 2.6
2020-07-10 03:00 | LONG | LONG | BALP | 8.15 | 11.2 |  | 11.2 | 3.05 |  | 3.05 | 9.34 | 11.2 |  | 11.2 | 1.86 |  | 1.86 | 9.62 | 11.2 |  | 11.2 | 1.58 |  | 1.58
2020-07-10 04:00 | LONG | LONG | BALP | 8.15 | 9.67 |  | 9.67 | 1.52 |  | 1.52 | 9.34 | 9.67 |  | 9.67 | 0.33 |  | 0.33 | 9.62 | 9.67 |  | 9.67 | 0.05 |  | 0.05
2020-07-10 05:00 | SHORT | SHORT | BALP | 8.15 | 10.96 | 10.96 |  | 19.11 | 19.11 |  | 9.34 | 10.96 | 10.96 |  | 20.3 | 20.3 |  | 9.62 | 10.96 | 10.96 |  | 20.58 | 20.58
2020-07-10 06:00 | LONG | LONG | BALP | 8.15 | 37.7 |  | 37.7 | 29.55 |  | 29.55 | 9.34 | 37.7 |  | 37.7 | 28.36 |  | 28.36 | 9.62 | 37.7 |  | 37.7 | 28.08 |  | 28.08
2020-07-10 07:00 | LONG | LONG | VoAA | 8.15 | 1 |  | 1 | -7.15 |  | -7.15 | 9.34 | 22.5 |  | 22.5 | 13.16 |  | 13.16 | 9.62 | 38 |  | 38 | 28.38 |  | 28.38
2020-07-10 08:00 | LONG | LONG | BALP | 8.15 | 19.07 |  | 19.07 | 10.92 |  | 10.92 | 9.34 | 19.07 |  | 19.07 | 9.73 |  | 9.73 | 9.62 | 19.07 |  | 19.07 | 9.45 |  | 9.45
2020-07-10 09:00 | SHORT | SHORT | BALP | 8.15 | 95 | 95 |  | 103.15 | 103.15 |  | 9.34 | 95 | 95 |  | 104.34 | 104.34 |  | 9.62 | 95 | 95 |  | 104.62 | 104.62
2020-07-10 10:00 | LONG | LONG | BALP | 8.15 | 19.93 |  | 19.93 | 11.78 |  | 11.78 | 9.34 | 19.93 |  | 19.93 | 10.59 |  | 10.59 | 9.62 | 19.93 |  | 19.93 | 10.31 |  | 10.31
2020-07-10 11:00 | LONG | LONG | BALP | 8.15 | 19.15 |  | 19.15 | 11 |  | 11 | 9.34 | 19.15 |  | 19.15 | 9.81 |  | 9.81 | 9.62 | 19.15 |  | 19.15 | 9.53 |  | 9.53
2020-07-10 12:00 | LONG | LONG | BALP | 8.15 | 18.33 |  | 18.33 | 10.18 |  | 10.18 | 9.34 | 18.33 |  | 18.33 | 8.99 |  | 8.99 | 9.62 | 18.33 |  | 18.33 | 8.71 |  | 8.71
2020-07-10 13:00 | SHORT | LONG | BALP | 8.15 | 53.4 | 53.4 |  | 61.55 | 61.55 |  | 9.34 | 53.4 | 53.4 |  | 62.74 | 62.74 |  | 9.62 | 44.48 |  | 44.48 | 34.86 |  | 34.86
2020-07-10 14:00 | LONG | LONG | VoAA | 8.15 | 47.7 |  | 47.7 | 39.55 |  | 39.55 | 9.34 | 48 |  | 48 | 38.66 |  | 38.66 | 9.62 | 47.3 |  | 47.3 | 37.68 |  | 37.68
2020-07-10 15:00 | LONG | LONG | VoAA | 8.15 | 47.7 |  | 47.7 | 39.55 |  | 39.55 | 9.34 | 46.74 |  | 46.74 | 37.4 |  | 37.4 | 9.62 | 44.78 |  | 44.78 | 35.16 |  | 35.16
2020-07-10 16:00 | LONG | LONG | BALP | 8.15 | 16.79 |  | 16.79 | 8.64 |  | 8.64 | 9.34 | 16.79 |  | 16.79 | 7.45 |  | 7.45 | 9.62 | 16.79 |  | 16.79 | 7.17 |  | 7.17
2020-07-10 17:00 | LONG | LONG | VoAA | 8.15 | 47.7 |  | 47.7 | 39.55 |  | 39.55 | 9.34 | 43.85 |  | 43.85 | 34.51 |  | 34.51 | 9.62 | 30.5 |  | 30.5 | 20.88 |  | 20.88
2020-07-10 18:00 | LONG | LONG | VoAA | 8.15 | 20 |  | 20 | 11.85 |  | 11.85 | 9.34 | 30 |  | 30 | 20.66 |  | 20.66 | 9.62 | 35.34 |  | 35.34 | 25.72 |  | 25.72
2020-07-10 19:00 | SHORT | SHORT | BALP | 8.15 | 53.4 | 53.4 |  | 61.55 | 61.55 |  | 9.34 | 53.4 | 53.4 |  | 62.74 | 62.74 |  | 9.62 | 53.4 | 53.4 |  | 63.02 | 63.02
2020-07-10 20:00 | LONG | LONG | VoAA | 8.15 | 10 |  | 10 | 1.85 |  | 1.85 | 9.34 | 29.45 |  | 29.45 | 20.11 |  | 20.11 | 9.62 | 40.79 |  | 40.79 | 31.17 |  | 31.17
2020-07-10 21:00 | LONG | LONG | BALP | 8.15 | 1 |  | 1 | -7.15 |  | -7.15 | 9.34 | 1 |  | 1 | -8.34 |  | -8.34 | 9.62 | 1 |  | 1 | -8.62 |  | -8.62
2020-07-10 22:00 | LONG | LONG | BALP | 8.15 | -4 |  | -4 | -12.15 |  | -12.15 | 9.34 | -4 |  | -4 | -13.34 |  | -13.34 | 9.62 | -4 |  | -4 | -13.62 |  | -13.62
2020-07-10 23:00 | LONG | LONG | BALP | 8.15 | 0.7 |  | 0.7 | -7.45 |  | -7.45 | 9.34 | 0.7 |  | 0.7 | -8.64 |  | -8.64 | 9.62 | 0.7 |  | 0.7 | -8.92 |  | -8.92
2020-07-11 | LONG | LONG | BALP | 8.15 | 0.7 |  | 0.7 | -7.45 |  | -7.45 | 9.34 | 0.7 |  | 0.7 | -8.64 |  | -8.64 | 9.62 | 0.7 |  | 0.7 | -8.92 |  | -8.92
2020-07-11 01:00 | LONG | LONG | BALP | 8.15 | 0 |  | 0 | -8.15 |  | -8.15 | 9.34 | 0 |  | 0 | -9.34 |  | -9.34 | 9.62 | 0 |  | 0 | -9.62 |  | -9.62
2020-07-11 02:00 | LONG | LONG | BALP | 8.15 | 0 |  | 0 | -8.15 |  | -8.15 | 9.34 | 0 |  | 0 | -9.34 |  | -9.34 | 9.62 | 0 |  | 0 | -9.62 |  | -9.62
2020-07-11 03:00 | LONG | LONG | BALP | 8.15 | 0 |  | 0 | -8.15 |  | -8.15 | 9.34 | 0 |  | 0 | -9.34 |  | -9.34 | 9.62 | 0 |  | 0 | -9.62 |  | -9.62
2020-07-11 04:00 | LONG | LONG | BALP | 8.15 | 0 |  | 0 | -8.15 |  | -8.15 | 9.34 | 0 |  | 0 | -9.34 |  | -9.34 | 9.62 | 0 |  | 0 | -9.62 |  | -9.62
2020-07-11 05:00 | LONG | LONG | BALP | 8.15 | 1 |  | 1 | -7.15 |  | -7.15 | 9.34 | 1 |  | 1 | -8.34 |  | -8.34 | 9.62 | 1 |  | 1 | -8.62 |  | -8.62
2020-07-11 06:00 | LONG | LONG | BALP | 8.15 | 2.89 |  | 2.89 | -5.26 |  | -5.26 | 9.34 | 2.89 |  | 2.89 | -6.45 |  | -6.45 | 9.62 | 2.89 |  | 2.89 | -6.73 |  | -6.73
2020-07-11 07:00 | LONG | LONG | BALP | 8.15 | 0.5 |  | 0.5 | -7.65 |  | -7.65 | 9.34 | 0.5 |  | 0.5 | -8.84 |  | -8.84 | 9.62 | 0.5 |  | 0.5 | -9.12 |  | -9.12
2020-07-11 08:00 | SHORT | SHORT | BALP | 8.15 | 95 | 95 |  | 103.15 | 103.15 |  | 9.34 | 95 | 95 |  | 104.34 | 104.34 |  | 9.62 | 95 | 95 |  | 104.62 | 104.62
2020-07-11 09:00 | LONG | LONG | BALP | 8.15 | 11.15 |  | 11.15 | 3 |  | 3 | 9.34 | 11.15 |  | 11.15 | 1.81 |  | 1.81 | 9.62 | 11.15 |  | 11.15 | 1.53 |  | 1.53
2020-07-11 10:00 | LONG | LONG | BALP | 8.15 | 0 |  | 0 | -8.15 |  | -8.15 | 9.34 | 0 |  | 0 | -9.34 |  | -9.34 | 9.62 | 0 |  | 0 | -9.62 |  | -9.62
2020-07-11 11:00 | LONG | LONG | BALP | 8.15 | 0 |  | 0 | -8.15 |  | -8.15 | 9.34 | 0 |  | 0 | -9.34 |  | -9.34 | 9.62 | 0 |  | 0 | -9.62 |  | -9.62
2020-07-11 12:00 | LONG | LONG | BALP | 8.15 | 0 |  | 0 | -8.15 |  | -8.15 | 9.34 | 0 |  | 0 | -9.34 |  | -9.34 | 9.62 | 0 |  | 0 | -9.62 |  | -9.62
2020-07-11 13:00 | LONG | LONG | BALP | 8.15 | 0 |  | 0 | -8.15 |  | -8.15 | 9.34 | 0 |  | 0 | -9.34 |  | -9.34 | 9.62 | 0 |  | 0 | -9.62 |  | -9.62
2020-07-11 14:00 | LONG | LONG | BALP | 8.15 | 0 |  | 0 | -8.15 |  | -8.15 | 9.34 | 0 |  | 0 | -9.34 |  | -9.34 | 9.62 | 0 |  | 0 | -9.62 |  | -9.62
2020-07-11 15:00 | LONG | LONG | BALP | 8.15 | -0.94 |  | -0.94 | -9.09 |  | -9.09 | 9.34 | -0.94 |  | -0.94 | -10.28 |  | -10.28 | 9.62 | -0.94 |  | -0.94 | -10.56 |  | -10.56
2020-07-11 16:00 | LONG | LONG | BALP | 8.15 | -1.41 |  | -1.41 | -9.56 |  | -9.56 | 9.34 | -1.41 |  | -1.41 | -10.75 |  | -10.75 | 9.62 | -1.41 |  | -1.41 | -11.03 |  | -11.03
2020-07-11 17:00 | LONG | LONG | BALP | 8.15 | -1 |  | -1 | -9.15 |  | -9.15 | 9.34 | -1 |  | -1 | -10.34 |  | -10.34 | 9.62 | -1 |  | -1 | -10.62 |  | -10.62
2020-07-11 18:00 | LONG | LONG | BALP | 8.15 | -1 |  | -1 | -9.15 |  | -9.15 | 9.34 | -1 |  | -1 | -10.34 |  | -10.34 | 9.62 | -1 |  | -1 | -10.62 |  | -10.62
2020-07-11 19:00 | LONG | LONG | BALP | 8.15 | 0 |  | 0 | -8.15 |  | -8.15 | 9.34 | 0 |  | 0 | -9.34 |  | -9.34 | 9.62 | 0 |  | 0 | -9.62 |  | -9.62
2020-07-11 20:00 | LONG | LONG | BALP | 8.15 | 10 |  | 10 | 1.85 |  | 1.85 | 9.34 | 10 |  | 10 | 0.66 |  | 0.66 | 9.62 | 10 |  | 10 | 0.38 |  | 0.38
2020-07-11 21:00 | LONG | LONG | BALP | 8.15 | 10 |  | 10 | 1.85 |  | 1.85 | 9.34 | 10 |  | 10 | 0.66 |  | 0.66 | 9.62 | 10 |  | 10 | 0.38 |  | 0.38
2020-07-11 22:00 | LONG | LONG | BALP | 8.15 | 1 |  | 1 | -7.15 |  | -7.15 | 9.34 | 1 |  | 1 | -8.34 |  | -8.34 | 9.62 | 1 |  | 1 | -8.62 |  | -8.62
2020-07-11 23:00 | LONG | LONG | BALP | 8.15 | 13.76 |  | 13.76 | 5.61 |  | 5.61 | 9.34 | 13.76 |  | 13.76 | 4.42 |  | 4.42 | 9.62 | 13.76 |  | 13.76 | 4.14 |  | 4.14
2020-07-12 | LONG | LONG | BALP | 8.15 | 12.53 |  | 12.53 | 4.38 |  | 4.38 | 9.34 | 12.53 |  | 12.53 | 3.19 |  | 3.19 | 9.62 | 12.53 |  | 12.53 | 2.91 |  | 2.91
2020-07-12 01:00 | SHORT | SHORT | BALP | 8.15 | 95 | 95 |  | 103.15 | 103.15 |  | 9.34 | 95 | 95 |  | 104.34 | 104.34 |  | 9.62 | 95 | 95 |  | 104.62 | 104.62
2020-07-12 02:00 | SHORT | SHORT | VoAA | 8.15 | 50 | 50 |  | 58.15 | 58.15 |  | 9.34 | 25 | 25 |  | 34.34 | 34.34 |  | 9.62 | 10.39 | 10.39 |  | 20.01 | 20.01
2020-07-12 03:00 | SHORT | SHORT | BALP | 8.15 | 72.3 | 72.3 |  | 80.45 | 80.45 |  | 9.34 | 72.3 | 72.3 |  | 81.64 | 81.64 |  | 9.62 | 72.3 | 72.3 |  | 81.92 | 81.92
2020-07-12 04:00 | LONG | LONG | VoAA | 8.15 | 0 |  | 0 | -8.15 |  | -8.15 | 9.34 | 25 |  | 25 | 15.66 |  | 15.66 | 9.62 | 3.58 |  | 3.58 | -6.04 |  | -6.04
2020-07-12 05:00 | LONG | LONG | BALP | 8.15 | 4.1 |  | 4.1 | -4.05 |  | -4.05 | 9.34 | 4.1 |  | 4.1 | -5.24 |  | -5.24 | 9.62 | 4.1 |  | 4.1 | -5.52 |  | -5.52
2020-07-12 06:00 | LONG | LONG | BALP | 8.15 | 6.74 |  | 6.74 | -1.41 |  | -1.41 | 9.34 | 6.74 |  | 6.74 | -2.6 |  | -2.6 | 9.62 | 6.74 |  | 6.74 | -2.88 |  | -2.88
2020-07-12 07:00 | LONG | LONG | VoAA | 8.15 | 0 |  | 0 | -8.15 |  | -8.15 | 9.34 | 7.56 |  | 7.56 | -1.78 |  | -1.78 | 9.62 | 7.43 |  | 7.43 | -2.19 |  | -2.19
2020-07-12 08:00 | SHORT | LONG | BALP | 8.15 | 94 | 94 |  | 102.15 | 102.15 |  | 9.34 | 94 | 94 |  | 103.34 | 103.34 |  | 9.62 | 10.11 |  | 10.11 | 0.49 |  | 0.49
2020-07-12 09:00 | LONG | LONG | BALP | 8.15 | 10.91 |  | 10.91 | 2.76 |  | 2.76 | 9.34 | 10.91 |  | 10.91 | 1.57 |  | 1.57 | 9.62 | 10.91 |  | 10.91 | 1.29 |  | 1.29
2020-07-12 10:00 | LONG | LONG | BALP | 8.15 | 1 |  | 1 | -7.15 |  | -7.15 | 9.34 | 1 |  | 1 | -8.34 |  | -8.34 | 9.62 | 1 |  | 1 | -8.62 |  | -8.62
2020-07-12 11:00 | LONG | LONG | BALP | 8.15 | 0.3 |  | 0.3 | -7.85 |  | -7.85 | 9.34 | 0.3 |  | 0.3 | -9.04 |  | -9.04 | 9.62 | 0.3 |  | 0.3 | -9.32 |  | -9.32
2020-07-12 12:00 | LONG | LONG | BALP | 8.15 | 0 |  | 0 | -8.15 |  | -8.15 | 9.34 | 0 |  | 0 | -9.34 |  | -9.34 | 9.62 | 0 |  | 0 | -9.62 |  | -9.62
2020-07-12 13:00 | LONG | LONG | BALP | 8.15 | 0 |  | 0 | -8.15 |  | -8.15 | 9.34 | 0 |  | 0 | -9.34 |  | -9.34 | 9.62 | 0 |  | 0 | -9.62 |  | -9.62
2020-07-12 14:00 | LONG | LONG | BALP | 8.15 | 0 |  | 0 | -8.15 |  | -8.15 | 9.34 | 0 |  | 0 | -9.34 |  | -9.34 | 9.62 | 0 |  | 0 | -9.62 |  | -9.62
2020-07-12 15:00 | LONG | LONG | BALP | 8.15 | 0 |  | 0 | -8.15 |  | -8.15 | 9.34 | 0 |  | 0 | -9.34 |  | -9.34 | 9.62 | 0 |  | 0 | -9.62 |  | -9.62
2020-07-12 16:00 | LONG | LONG | BALP | 8.15 | 0 |  | 0 | -8.15 |  | -8.15 | 9.34 | 0 |  | 0 | -9.34 |  | -9.34 | 9.62 | 0 |  | 0 | -9.62 |  | -9.62
2020-07-12 17:00 | LONG | LONG | BALP | 8.15 | 0 |  | 0 | -8.15 |  | -8.15 | 9.34 | 0 |  | 0 | -9.34 |  | -9.34 | 9.62 | 0 |  | 0 | -9.62 |  | -9.62
2020-07-12 18:00 | LONG | LONG | BALP | 8.15 | 0 |  | 0 | -8.15 |  | -8.15 | 9.34 | 0 |  | 0 | -9.34 |  | -9.34 | 9.62 | 0 |  | 0 | -9.62 |  | -9.62
2020-07-12 19:00 | LONG | LONG | BALP | 8.15 | 4.9 |  | 4.9 | -3.25 |  | -3.25 | 9.34 | 4.9 |  | 4.9 | -4.44 |  | -4.44 | 9.62 | 4.9 |  | 4.9 | -4.72 |  | -4.72
2020-07-12 20:00 | SHORT | SHORT | VoAA | 8.15 | 43.9 | 43.9 |  | 52.05 | 52.05 |  | 9.34 | 26.95 | 26.95 |  | 36.29 | 36.29 |  | 9.62 | 43.13 | 43.13 |  | 52.75 | 52.75
2020-07-12 21:00 | SHORT | SHORT | BALP | 8.15 | 95 | 95 |  | 103.15 | 103.15 |  | 9.34 | 95 | 95 |  | 104.34 | 104.34 |  | 9.62 | 95 | 95 |  | 104.62 | 104.62
2020-07-12 22:00 | SHORT | SHORT | BALP | 8.15 | 80.56 | 80.56 |  | 88.71 | 88.71 |  | 9.34 | 80.56 | 80.56 |  | 89.9 | 89.9 |  | 9.62 | 80.56 | 80.56 |  | 90.18 | 90.18
2020-07-12 23:00 | SHORT | SHORT | BALP | 8.15 | 72.3 | 72.3 |  | 80.45 | 80.45 |  | 9.34 | 72.3 | 72.3 |  | 81.64 | 81.64 |  | 9.62 | 72.3 | 72.3 |  | 81.92 | 81.92
2020-07-13 | LONG | LONG | BALP | 8.15 | 8 |  | 8 | -0.15 |  | -0.15 | 9.34 | 8 |  | 8 | -1.34 |  | -1.34 | 9.62 | 8 |  | 8 | -1.62 |  | -1.62
2020-07-13 01:00 | LONG | LONG | VoAA | 8.15 | -167.5 |  | -167.5 | -175.65 |  | -175.65 | 9.34 | -76.29 |  | -76.29 | -85.63 |  | -85.63 | 9.62 | 9.22 |  | 9.22 | -0.4 |  | -0.4
2020-07-13 02:00 | LONG | LONG | VoAA | 8.15 | -167.5 |  | -167.5 | -175.65 |  | -175.65 | 9.34 | -76.74 |  | -76.74 | -86.08 |  | -86.08 | 9.62 | 9.92 |  | 9.92 | 0.3 |  | 0.3
2020-07-13 03:00 | LONG | LONG | VoAA | 8.15 | -167.5 |  | -167.5 | -175.65 |  | -175.65 | 9.34 | -77.19 |  | -77.19 | -86.53 |  | -86.53 | 9.62 | 9.02 |  | 9.02 | -0.6 |  | -0.6
2020-07-13 04:00 | SHORT | SHORT | VoAA | 8.15 | 15 | 15 |  | 23.15 | 23.15 |  | 9.34 | -76.25 | -76.25 |  | -66.91 | -66.91 |  | 9.62 | 8.12 | 8.12 |  | 17.74 | 17.74
2020-07-13 05:00 | SHORT | SHORT | BALP | 8.15 | 10 | 10 |  | 18.15 | 18.15 |  | 9.34 | 10 | 10 |  | 19.34 | 19.34 |  | 9.62 | 10 | 10 |  | 19.62 | 19.62
2020-07-13 06:00 | SHORT | SHORT | BALP | 8.15 | 95 | 95 |  | 103.15 | 103.15 |  | 9.34 | 95 | 95 |  | 104.34 | 104.34 |  | 9.62 | 95 | 95 |  | 104.62 | 104.62
2020-07-13 07:00 | SHORT | SHORT | BALP | 8.15 | 50 | 50 |  | 58.15 | 58.15 |  | 9.34 | 50 | 50 |  | 59.34 | 59.34 |  | 9.62 | 50 | 50 |  | 59.62 | 59.62
2020-07-13 08:00 | LONG | LONG | BALP | 8.15 | 12 |  | 12 | 3.85 |  | 3.85 | 9.34 | 12 |  | 12 | 2.66 |  | 2.66 | 9.62 | 12 |  | 12 | 2.38 |  | 2.38
2020-07-13 09:00 | LONG | LONG | BALP | 8.15 | 2 |  | 2 | -6.15 |  | -6.15 | 9.34 | 2 |  | 2 | -7.34 |  | -7.34 | 9.62 | 2 |  | 2 | -7.62 |  | -7.62
2020-07-13 10:00 | LONG | LONG | BALP | 8.15 | 3 |  | 3 | -5.15 |  | -5.15 | 9.34 | 3 |  | 3 | -6.34 |  | -6.34 | 9.62 | 3 |  | 3 | -6.62 |  | -6.62
2020-07-13 11:00 | LONG | LONG | BALP | 8.15 | 8 |  | 8 | -0.15 |  | -0.15 | 9.34 | 8 |  | 8 | -1.34 |  | -1.34 | 9.62 | 8 |  | 8 | -1.62 |  | -1.62
2020-07-13 12:00 | LONG | LONG | BALP | 8.15 | 6.5 |  | 6.5 | -1.65 |  | -1.65 | 9.34 | 6.5 |  | 6.5 | -2.84 |  | -2.84 | 9.62 | 6.5 |  | 6.5 | -3.12 |  | -3.12
2020-07-13 13:00 | LONG | LONG | BALP | 8.15 | 6.5 |  | 6.5 | -1.65 |  | -1.65 | 9.34 | 6.5 |  | 6.5 | -2.84 |  | -2.84 | 9.62 | 6.5 |  | 6.5 | -3.12 |  | -3.12
2020-07-13 14:00 | LONG | LONG | BALP | 8.15 | 1 |  | 1 | -7.15 |  | -7.15 | 9.34 | 1 |  | 1 | -8.34 |  | -8.34 | 9.62 | 1 |  | 1 | -8.62 |  | -8.62
2020-07-13 15:00 | LONG | LONG | BALP | 8.15 | 5.85 |  | 5.85 | -2.3 |  | -2.3 | 9.34 | 5.85 |  | 5.85 | -3.49 |  | -3.49 | 9.62 | 5.85 |  | 5.85 | -3.77 |  | -3.77
2020-07-13 16:00 | LONG | LONG | BALP | 8.15 | 5.1 |  | 5.1 | -3.05 |  | -3.05 | 9.34 | 5.1 |  | 5.1 | -4.24 |  | -4.24 | 9.62 | 5.1 |  | 5.1 | -4.52 |  | -4.52
2020-07-13 17:00 | LONG | LONG | VoAA | 8.15 | 51.2 |  | 51.2 | 43.05 |  | 43.05 | 9.34 | 45.6 |  | 45.6 | 36.26 |  | 36.26 | 9.62 | 34.07 |  | 34.07 | 24.45 |  | 24.45
2020-07-13 18:00 | LONG | LONG | VoAA | 8.15 | 45 |  | 45 | 36.85 |  | 36.85 | 9.34 | 42.5 |  | 42.5 | 33.16 |  | 33.16 | 9.62 | 37.41 |  | 37.41 | 27.79 |  | 27.79
2020-07-13 19:00 | SHORT | SHORT | BALP | 8.15 | 95 | 95 |  | 103.15 | 103.15 |  | 9.34 | 95 | 95 |  | 104.34 | 104.34 |  | 9.62 | 95 | 95 |  | 104.62 | 104.62
2020-07-13 20:00 | SHORT | LONG | BALP | 8.15 | 50 | 50 |  | 58.15 | 58.15 |  | 9.34 | 50 | 50 |  | 59.34 | 59.34 |  | 9.62 | 45.56 |  | 45.56 | 35.94 |  | 35.94
2020-07-13 21:00 | SHORT | SHORT | BALP | 8.15 | 53.3 | 53.3 |  | 61.45 | 61.45 |  | 9.34 | 53.3 | 53.3 |  | 62.64 | 62.64 |  | 9.62 | 53.3 | 53.3 |  | 62.92 | 62.92
2020-07-13 22:00 | LONG | LONG | VoAA | 8.15 | 20 |  | 20 | 11.85 |  | 11.85 | 9.34 | 32.5 |  | 32.5 | 23.16 |  | 23.16 | 9.62 | 40.02 |  | 40.02 | 30.4 |  | 30.4
2020-07-13 23:00 | SHORT | SHORT | BALP | 8.15 | 39.09 | 39.09 |  | 47.24 | 47.24 |  | 9.34 | 39.09 | 39.09 |  | 48.43 | 48.43 |  | 9.62 | 39.09 | 39.09 |  | 48.71 | 48.71
2020-07-14 | LONG | LONG | BALP | 8.15 | 23.07 |  | 23.07 | 14.92 |  | 14.92 | 9.34 | 23.07 |  | 23.07 | 13.73 |  | 13.73 | 9.62 | 23.07 |  | 23.07 | 13.45 |  | 13.45
2020-07-14 01:00 | LONG | LONG | BALP | 8.15 | 14.37 |  | 14.37 | 6.22 |  | 6.22 | 9.34 | 14.37 |  | 14.37 | 5.03 |  | 5.03 | 9.62 | 14.37 |  | 14.37 | 4.75 |  | 4.75
2020-07-14 02:00 | LONG | LONG | BALP | 8.15 | 14.06 |  | 14.06 | 5.91 |  | 5.91 | 9.34 | 14.06 |  | 14.06 | 4.72 |  | 4.72 | 9.62 | 14.06 |  | 14.06 | 4.44 |  | 4.44
2020-07-14 03:00 | LONG | LONG | BALP | 8.15 | 13.98 |  | 13.98 | 5.83 |  | 5.83 | 9.34 | 13.98 |  | 13.98 | 4.64 |  | 4.64 | 9.62 | 13.98 |  | 13.98 | 4.36 |  | 4.36
2020-07-14 04:00 | LONG | LONG | BALP | 8.15 | 14.03 |  | 14.03 | 5.88 |  | 5.88 | 9.34 | 14.03 |  | 14.03 | 4.69 |  | 4.69 | 9.62 | 14.03 |  | 14.03 | 4.41 |  | 4.41
2020-07-14 05:00 | LONG | LONG | BALP | 8.15 | 13.98 |  | 13.98 | 5.83 |  | 5.83 | 9.34 | 13.98 |  | 13.98 | 4.64 |  | 4.64 | 9.62 | 13.98 |  | 13.98 | 4.36 |  | 4.36
2020-07-14 06:00 | SHORT | SHORT | BALP | 8.15 | 40 | 40 |  | 48.15 | 48.15 |  | 9.34 | 40 | 40 |  | 49.34 | 49.34 |  | 9.62 | 40 | 40 |  | 49.62 | 49.62
2020-07-14 07:00 | SHORT | SHORT | BALP | 8.15 | 95 | 95 |  | 103.15 | 103.15 |  | 9.34 | 95 | 95 |  | 104.34 | 104.34 |  | 9.62 | 95 | 95 |  | 104.62 | 104.62
2020-07-14 08:00 | SHORT | SHORT | BALP | 8.15 | 95 | 95 |  | 103.15 | 103.15 |  | 9.34 | 95 | 95 |  | 104.34 | 104.34 |  | 9.62 | 95 | 95 |  | 104.62 | 104.62
2020-07-14 09:00 | SHORT | SHORT | BALP | 8.15 | 95 | 95 |  | 103.15 | 103.15 |  | 9.34 | 95 | 95 |  | 104.34 | 104.34 |  | 9.62 | 95 | 95 |  | 104.62 | 104.62
2020-07-14 10:00 | LONG | LONG | BALP | 8.15 | 10 |  | 10 | 1.85 |  | 1.85 | 9.34 | 10 |  | 10 | 0.66 |  | 0.66 | 9.62 | 10 |  | 10 | 0.38 |  | 0.38
2020-07-14 11:00 | LONG | LONG | BALP | 8.15 | 13.78 |  | 13.78 | 5.63 |  | 5.63 | 9.34 | 13.78 |  | 13.78 | 4.44 |  | 4.44 | 9.62 | 13.78 |  | 13.78 | 4.16 |  | 4.16
2020-07-14 12:00 | LONG | LONG | BALP | 8.15 | 13.75 |  | 13.75 | 5.6 |  | 5.6 | 9.34 | 13.75 |  | 13.75 | 4.41 |  | 4.41 | 9.62 | 13.75 |  | 13.75 | 4.13 |  | 4.13
2020-07-14 13:00 | SHORT | LONG | BALP | 8.15 | 62.1 | 62.1 |  | 70.25 | 70.25 |  | 9.34 | 62.1 | 62.1 |  | 71.44 | 71.44 |  | 9.62 | 51.71 |  | 51.71 | 42.09 |  | 42.09
2020-07-14 14:00 | LONG | LONG | BALP | 8.15 | 27.8 |  | 27.8 | 19.65 |  | 19.65 | 9.34 | 27.8 |  | 27.8 | 18.46 |  | 18.46 | 9.62 | 27.8 |  | 27.8 | 18.18 |  | 18.18
2020-07-14 15:00 | LONG | LONG | BALP | 8.15 | 15 |  | 15 | 6.85 |  | 6.85 | 9.34 | 15 |  | 15 | 5.66 |  | 5.66 | 9.62 | 15 |  | 15 | 5.38 |  | 5.38
2020-07-14 16:00 | LONG | LONG | BALP | 8.15 | 28.69 |  | 28.69 | 20.54 |  | 20.54 | 9.34 | 28.69 |  | 28.69 | 19.35 |  | 19.35 | 9.62 | 28.69 |  | 28.69 | 19.07 |  | 19.07
2020-07-14 17:00 | SHORT | SHORT | BALP | 8.15 | 40 | 40 |  | 48.15 | 48.15 |  | 9.34 | 40 | 40 |  | 49.34 | 49.34 |  | 9.62 | 40 | 40 |  | 49.62 | 49.62
2020-07-14 18:00 | SHORT | SHORT | BALP | 8.15 | 40 | 40 |  | 48.15 | 48.15 |  | 9.34 | 40 | 40 |  | 49.34 | 49.34 |  | 9.62 | 40 | 40 |  | 49.62 | 49.62
2020-07-14 19:00 | LONG | LONG | VoAA | 8.15 | 36.5 |  | 36.5 | 28.35 |  | 28.35 | 9.34 | 37.5 |  | 37.5 | 28.16 |  | 28.16 | 9.62 | 44.74 |  | 44.74 | 35.12 |  | 35.12
2020-07-14 20:00 | LONG | LONG | BALP | 8.15 | 32.81 |  | 32.81 | 24.66 |  | 24.66 | 9.34 | 32.81 |  | 32.81 | 23.47 |  | 23.47 | 9.62 | 32.81 |  | 32.81 | 23.19 |  | 23.19
2020-07-14 21:00 | LONG | LONG | BALP | 8.15 | 25.07 |  | 25.07 | 16.92 |  | 16.92 | 9.34 | 25.07 |  | 25.07 | 15.73 |  | 15.73 | 9.62 | 25.07 |  | 25.07 | 15.45 |  | 15.45
2020-07-14 22:00 | LONG | LONG | BALP | 8.15 | 22.5 |  | 22.5 | 14.35 |  | 14.35 | 9.34 | 22.5 |  | 22.5 | 13.16 |  | 13.16 | 9.62 | 22.5 |  | 22.5 | 12.88 |  | 12.88
2020-07-14 23:00 | SHORT | SHORT | BALP | 8.15 | 45 | 45 |  | 53.15 | 53.15 |  | 9.34 | 45 | 45 |  | 54.34 | 54.34 |  | 9.62 | 45 | 45 |  | 54.62 | 54.62
2020-07-15 | LONG | LONG | VoAA | 8.15 | 36.5 |  | 36.5 | 28.35 |  | 28.35 | 9.34 | 37.5 |  | 37.5 | 28.16 |  | 28.16 | 9.62 | 23.02 |  | 23.02 | 13.4 |  | 13.4
2020-07-15 01:00 | LONG | SHORT | BALP | 8.15 | 14.56 |  | 14.56 | 6.41 |  | 6.41 | 9.34 | 14.56 |  | 14.56 | 5.22 |  | 5.22 | 9.62 | 28.06 | 28.06 |  | 37.68 | 37.68
2020-07-15 02:00 | SHORT | SHORT | VoAA | 8.15 | 18.81 | 18.81 |  | 26.96 | 26.96 |  | 9.34 | 9.41 | 9.41 |  | 18.75 | 18.75 |  | 9.62 | 14.31 | 14.31 |  | 23.93 | 23.93
2020-07-15 03:00 | LONG | LONG | VoAA | 8.15 | 0 |  | 0 | -8.15 |  | -8.15 | 9.34 | 9.34 |  | 9.34 | 0 |  | 0 | 9.62 | 13.81 |  | 13.81 | 4.19 |  | 4.19
2020-07-15 04:00 | SHORT | SHORT | VoAA | 8.15 | 18.61 | 18.61 |  | 26.76 | 26.76 |  | 9.34 | 9.31 | 9.31 |  | 18.65 | 18.65 |  | 9.62 | 13.68 | 13.68 |  | 23.3 | 23.3
2020-07-15 05:00 | SHORT | SHORT | VoAA | 8.15 | 33.09 | 33.09 |  | 41.24 | 41.24 |  | 9.34 | 16.55 | 16.55 |  | 25.89 | 25.89 |  | 9.62 | 13.61 | 13.61 |  | 23.23 | 23.23
2020-07-15 06:00 | SHORT | SHORT | BALP | 8.15 | 28.09 | 28.09 |  | 36.24 | 36.24 |  | 9.34 | 28.09 | 28.09 |  | 37.43 | 37.43 |  | 9.62 | 28.09 | 28.09 |  | 37.71 | 37.71
2020-07-15 07:00 | LONG | LONG | VoAA | 8.15 | 37.9 |  | 37.9 | 29.75 |  | 29.75 | 9.34 | 38.9 |  | 38.9 | 29.56 |  | 29.56 | 9.62 | 39.1 |  | 39.1 | 29.48 |  | 29.48
2020-07-15 08:00 | SHORT | SHORT | BALP | 8.15 | 95 | 95 |  | 103.15 | 103.15 |  | 9.34 | 95 | 95 |  | 104.34 | 104.34 |  | 9.62 | 95 | 95 |  | 104.62 | 104.62
2020-07-15 09:00 | SHORT | SHORT | VoAA | 8.15 | 38.8 | 38.8 |  | 46.95 | 46.95 |  | 9.34 | 37.8 | 37.8 |  | 47.14 | 47.14 |  | 9.62 | 26.15 | 26.15 |  | 35.77 | 35.77
2020-07-15 10:00 | LONG | LONG | BALP | 8.15 | 9 |  | 9 | 0.85 |  | 0.85 | 9.34 | 9 |  | 9 | -0.34 |  | -0.34 | 9.62 | 9 |  | 9 | -0.62 |  | -0.62
2020-07-15 11:00 | LONG | LONG | BALP | 8.15 | 10.1 |  | 10.1 | 1.95 |  | 1.95 | 9.34 | 10.1 |  | 10.1 | 0.76 |  | 0.76 | 9.62 | 10.1 |  | 10.1 | 0.48 |  | 0.48
2020-07-15 12:00 | LONG | LONG | BALP | 8.15 | 35.91 |  | 35.91 | 27.76 |  | 27.76 | 9.34 | 35.91 |  | 35.91 | 26.57 |  | 26.57 | 9.62 | 35.91 |  | 35.91 | 26.29 |  | 26.29
2020-07-15 13:00 | LONG | LONG | BALP | 8.15 | 34.32 |  | 34.32 | 26.17 |  | 26.17 | 9.34 | 34.32 |  | 34.32 | 24.98 |  | 24.98 | 9.62 | 34.32 |  | 34.32 | 24.7 |  | 24.7
2020-07-15 14:00 | SHORT | LONG | BALP | 8.15 | 46.86 | 46.86 |  | 55.01 | 55.01 |  | 9.34 | 46.86 | 46.86 |  | 56.2 | 56.2 |  | 9.62 | 43.78 |  | 43.78 | 34.16 |  | 34.16
2020-07-15 15:00 | SHORT | LONG | BALP | 8.15 | 45 | 45 |  | 53.15 | 53.15 |  | 9.34 | 45 | 45 |  | 54.34 | 54.34 |  | 9.62 | 41.86 |  | 41.86 | 32.24 |  | 32.24
2020-07-15 16:00 | LONG | LONG | VoAA | 8.15 | 36.8 |  | 36.8 | 28.65 |  | 28.65 | 9.34 | 40.45 |  | 40.45 | 31.11 |  | 31.11 | 9.62 | 42.1 |  | 42.1 | 32.48 |  | 32.48
2020-07-15 17:00 | LONG | LONG | VoAA | 8.15 | 36.8 |  | 36.8 | 28.65 |  | 28.65 | 9.34 | 40.9 |  | 40.9 | 31.56 |  | 31.56 | 9.62 | 39.4 |  | 39.4 | 29.78 |  | 29.78
2020-07-15 18:00 | LONG | LONG | VoAA | 8.15 | 36.8 |  | 36.8 | 28.65 |  | 28.65 | 9.34 | 40.9 |  | 40.9 | 31.56 |  | 31.56 | 9.62 | 41.71 |  | 41.71 | 32.09 |  | 32.09
2020-07-15 19:00 | LONG | LONG | VoAA | 8.15 | 36.8 |  | 36.8 | 28.65 |  | 28.65 | 9.34 | 43.98 |  | 43.98 | 34.64 |  | 34.64 | 9.62 | 44.52 |  | 44.52 | 34.9 |  | 34.9
2020-07-15 20:00 | SHORT | SHORT | VoAA | 8.15 | 48.85 | 48.85 |  | 57 | 57 |  | 9.34 | 42.83 | 42.83 |  | 52.17 | 52.17 |  | 9.62 | 46.16 | 46.16 |  | 55.78 | 55.78
2020-07-15 21:00 | SHORT | SHORT | BALP | 8.15 | 43.85 | 43.85 |  | 52 | 52 |  | 9.34 | 43.85 | 43.85 |  | 53.19 | 53.19 |  | 9.62 | 43.85 | 43.85 |  | 53.47 | 53.47
2020-07-15 22:00 | SHORT | SHORT | BALP | 8.15 | 95 | 95 |  | 103.15 | 103.15 |  | 9.34 | 95 | 95 |  | 104.34 | 104.34 |  | 9.62 | 95 | 95 |  | 104.62 | 104.62
2020-07-15 23:00 | SHORT | SHORT | BALP | 8.15 | 95 | 95 |  | 103.15 | 103.15 |  | 9.34 | 95 | 95 |  | 104.34 | 104.34 |  | 9.62 | 95 | 95 |  | 104.62 | 104.62
2020-07-16 | LONG | LONG | VoAA | 8.15 | 36.8 |  | 36.8 | 28.65 |  | 28.65 | 9.34 | 34.91 |  | 34.91 | 25.57 |  | 25.57 | 9.62 | 14.01 |  | 14.01 | 4.39 |  | 4.39
2020-07-16 01:00 | LONG | LONG | BALP | 8.15 | 15.6 |  | 15.6 | 7.45 |  | 7.45 | 9.34 | 15.6 |  | 15.6 | 6.26 |  | 6.26 | 9.62 | 15.6 |  | 15.6 | 5.98 |  | 5.98
2020-07-16 02:00 | LONG | LONG | BALP | 8.15 | 15.28 |  | 15.28 | 7.13 |  | 7.13 | 9.34 | 15.28 |  | 15.28 | 5.94 |  | 5.94 | 9.62 | 15.28 |  | 15.28 | 5.66 |  | 5.66
2020-07-16 03:00 | LONG | LONG | BALP | 8.15 | 14.44 |  | 14.44 | 6.29 |  | 6.29 | 9.34 | 14.44 |  | 14.44 | 5.1 |  | 5.1 | 9.62 | 14.44 |  | 14.44 | 4.82 |  | 4.82
2020-07-16 04:00 | LONG | LONG | BALP | 8.15 | 14.56 |  | 14.56 | 6.41 |  | 6.41 | 9.34 | 14.56 |  | 14.56 | 5.22 |  | 5.22 | 9.62 | 14.56 |  | 14.56 | 4.94 |  | 4.94
2020-07-16 05:00 | LONG | LONG | BALP | 8.15 | 14.74 |  | 14.74 | 6.59 |  | 6.59 | 9.34 | 14.74 |  | 14.74 | 5.4 |  | 5.4 | 9.62 | 14.74 |  | 14.74 | 5.12 |  | 5.12
2020-07-16 06:00 | LONG | LONG | VoAA | 8.15 | 38.1 |  | 38.1 | 29.95 |  | 29.95 | 9.34 | 36.57 |  | 36.57 | 27.23 |  | 27.23 | 9.62 | 28.04 |  | 28.04 | 18.42 |  | 18.42
2020-07-16 07:00 | LONG | LONG | BALP | 8.15 | 42.07 |  | 42.07 | 33.92 |  | 33.92 | 9.34 | 42.07 |  | 42.07 | 32.73 |  | 32.73 | 9.62 | 42.07 |  | 42.07 | 32.45 |  | 32.45
2020-07-16 08:00 | LONG | LONG | VoAA | 8.15 | 37.4 |  | 37.4 | 29.25 |  | 29.25 | 9.34 | 38.4 |  | 38.4 | 29.06 |  | 29.06 | 9.62 | 29.36 |  | 29.36 | 19.74 |  | 19.74
2020-07-16 09:00 | SHORT | SHORT | BALP | 8.15 | 95 | 95 |  | 103.15 | 103.15 |  | 9.34 | 95 | 95 |  | 104.34 | 104.34 |  | 9.62 | 95 | 95 |  | 104.62 | 104.62
2020-07-16 10:00 | SHORT | SHORT | BALP | 8.15 | 94 | 94 |  | 102.15 | 102.15 |  | 9.34 | 94 | 94 |  | 103.34 | 103.34 |  | 9.62 | 94 | 94 |  | 103.62 | 103.62
2020-07-16 11:00 | SHORT | SHORT | BALP | 8.15 | 94 | 94 |  | 102.15 | 102.15 |  | 9.34 | 94 | 94 |  | 103.34 | 103.34 |  | 9.62 | 94 | 94 |  | 103.62 | 103.62
2020-07-16 12:00 | SHORT | SHORT | BALP | 8.15 | 95 | 95 |  | 103.15 | 103.15 |  | 9.34 | 95 | 95 |  | 104.34 | 104.34 |  | 9.62 | 95 | 95 |  | 104.62 | 104.62
2020-07-16 13:00 | SHORT | SHORT | BALP | 8.15 | 95 | 95 |  | 103.15 | 103.15 |  | 9.34 | 95 | 95 |  | 104.34 | 104.34 |  | 9.62 | 95 | 95 |  | 104.62 | 104.62
2020-07-16 14:00 | LONG | LONG | VoAA | 8.15 | 37.4 |  | 37.4 | 29.25 |  | 29.25 | 9.34 | 48.7 |  | 48.7 | 39.36 |  | 39.36 | 9.62 | 34.03 |  | 34.03 | 24.41 |  | 24.41
2020-07-16 15:00 | SHORT | SHORT | BALP | 8.15 | 36.01 | 36.01 |  | 44.16 | 44.16 |  | 9.34 | 36.01 | 36.01 |  | 45.35 | 45.35 |  | 9.62 | 36.01 | 36.01 |  | 45.63 | 45.63
2020-07-16 16:00 | LONG | LONG | BALP | 8.15 | 44.03 |  | 44.03 | 35.88 |  | 35.88 | 9.34 | 44.03 |  | 44.03 | 34.69 |  | 34.69 | 9.62 | 44.03 |  | 44.03 | 34.41 |  | 34.41
2020-07-16 17:00 | LONG | LONG | BALP | 8.15 | 30.22 |  | 30.22 | 22.07 |  | 22.07 | 9.34 | 30.22 |  | 30.22 | 20.88 |  | 20.88 | 9.62 | 30.22 |  | 30.22 | 20.6 |  | 20.6
2020-07-16 18:00 | LONG | LONG | BALP | 8.15 | 29.53 |  | 29.53 | 21.38 |  | 21.38 | 9.34 | 29.53 |  | 29.53 | 20.19 |  | 20.19 | 9.62 | 29.53 |  | 29.53 | 19.91 |  | 19.91
2020-07-16 19:00 | SHORT | SHORT | BALP | 8.15 | 39.4 | 39.4 |  | 47.55 | 47.55 |  | 9.34 | 39.4 | 39.4 |  | 48.74 | 48.74 |  | 9.62 | 39.4 | 39.4 |  | 49.02 | 49.02
2020-07-16 20:00 | SHORT | SHORT | BALP | 8.15 | 49.23 | 49.23 |  | 57.38 | 57.38 |  | 9.34 | 49.23 | 49.23 |  | 58.57 | 58.57 |  | 9.62 | 49.23 | 49.23 |  | 58.85 | 58.85
2020-07-16 21:00 | LONG | LONG | VoAA | 8.15 | 37.4 |  | 37.4 | 29.25 |  | 29.25 | 9.34 | 38.4 |  | 38.4 | 29.06 |  | 29.06 | 9.62 | 27.97 |  | 27.97 | 18.35 |  | 18.35
2020-07-16 22:00 | SHORT | SHORT | VoAA | 8.15 | 39.9 | 39.9 |  | 48.05 | 48.05 |  | 9.34 | 38.9 | 38.9 |  | 48.24 | 48.24 |  | 9.62 | 47.27 | 47.27 |  | 56.89 | 56.89
2020-07-16 23:00 | SHORT | SHORT | BALP | 8.15 | 95 | 95 |  | 103.15 | 103.15 |  | 9.34 | 95 | 95 |  | 104.34 | 104.34 |  | 9.62 | 95 | 95 |  | 104.62 | 104.62
2020-07-17 | SHORT | SHORT | BALP | 8.15 | 45 | 45 |  | 53.15 | 53.15 |  | 9.34 | 45 | 45 |  | 54.34 | 54.34 |  | 9.62 | 45 | 45 |  | 54.62 | 54.62
2020-07-17 01:00 | SHORT | SHORT | BALP | 8.15 | 45 | 45 |  | 53.15 | 53.15 |  | 9.34 | 45 | 45 |  | 54.34 | 54.34 |  | 9.62 | 45 | 45 |  | 54.62 | 54.62
2020-07-17 02:00 | SHORT | SHORT | BALP | 8.15 | 39.3 | 39.3 |  | 47.45 | 47.45 |  | 9.34 | 39.3 | 39.3 |  | 48.64 | 48.64 |  | 9.62 | 39.3 | 39.3 |  | 48.92 | 48.92
2020-07-17 03:00 | SHORT | SHORT | BALP | 8.15 | 28.02 | 28.02 |  | 36.17 | 36.17 |  | 9.34 | 28.02 | 28.02 |  | 37.36 | 37.36 |  | 9.62 | 28.02 | 28.02 |  | 37.64 | 37.64
2020-07-17 04:00 | LONG | LONG | VoAA | 8.15 | 8.36 |  | 8.36 | 0.21 |  | 0.21 | 9.34 | 17.13 |  | 17.13 | 7.79 |  | 7.79 | 9.62 | 27.99 |  | 27.99 | 18.37 |  | 18.37
2020-07-17 05:00 | LONG | LONG | BALP | 8.15 | 8.36 |  | 8.36 | 0.21 |  | 0.21 | 9.34 | 8.36 |  | 8.36 | -0.98 |  | -0.98 | 9.62 | 8.36 |  | 8.36 | -1.26 |  | -1.26
2020-07-17 06:00 | LONG | LONG | BALP | 8.15 | 31.77 |  | 31.77 | 23.62 |  | 23.62 | 9.34 | 31.77 |  | 31.77 | 22.43 |  | 22.43 | 9.62 | 31.77 |  | 31.77 | 22.15 |  | 22.15
2020-07-17 07:00 | LONG | LONG | BALP | 8.15 | 1 |  | 1 | -7.15 |  | -7.15 | 9.34 | 1 |  | 1 | -8.34 |  | -8.34 | 9.62 | 1 |  | 1 | -8.62 |  | -8.62
2020-07-17 08:00 | LONG | LONG | BALP | 8.15 | 11 |  | 11 | 2.85 |  | 2.85 | 9.34 | 11 |  | 11 | 1.66 |  | 1.66 | 9.62 | 11 |  | 11 | 1.38 |  | 1.38
2020-07-17 09:00 | LONG | LONG | BALP | 8.15 | 13.53 |  | 13.53 | 5.38 |  | 5.38 | 9.34 | 13.53 |  | 13.53 | 4.19 |  | 4.19 | 9.62 | 13.53 |  | 13.53 | 3.91 |  | 3.91
2020-07-17 10:00 | SHORT | SHORT | BALP | 8.15 | 62.5 | 62.5 |  | 70.65 | 70.65 |  | 9.34 | 62.5 | 62.5 |  | 71.84 | 71.84 |  | 9.62 | 62.5 | 62.5 |  | 72.12 | 72.12
2020-07-17 11:00 | SHORT | LONG | BALP | 8.15 | 54.01 | 54.01 |  | 62.16 | 62.16 |  | 9.34 | 54.01 | 54.01 |  | 63.35 | 63.35 |  | 9.62 | 52.01 |  | 52.01 | 42.39 |  | 42.39
2020-07-17 12:00 | LONG | LONG | VoAA | 8.15 | 36.6 |  | 36.6 | 28.45 |  | 28.45 | 9.34 | 37.6 |  | 37.6 | 28.26 |  | 28.26 | 9.62 | 48.12 |  | 48.12 | 38.5 |  | 38.5
2020-07-17 13:00 | SHORT | SHORT | BALP | 8.15 | 95 | 95 |  | 103.15 | 103.15 |  | 9.34 | 95 | 95 |  | 104.34 | 104.34 |  | 9.62 | 95 | 95 |  | 104.62 | 104.62
2020-07-17 14:00 | SHORT | SHORT | BALP | 8.15 | 52.54 | 52.54 |  | 60.69 | 60.69 |  | 9.34 | 52.54 | 52.54 |  | 61.88 | 61.88 |  | 9.62 | 52.54 | 52.54 |  | 62.16 | 62.16
2020-07-17 15:00 | SHORT | SHORT | BALP | 8.15 | 94 | 94 |  | 102.15 | 102.15 |  | 9.34 | 94 | 94 |  | 103.34 | 103.34 |  | 9.62 | 94 | 94 |  | 103.62 | 103.62
2020-07-17 16:00 | LONG | LONG | BALP | 8.15 | 12 |  | 12 | 3.85 |  | 3.85 | 9.34 | 12 |  | 12 | 2.66 |  | 2.66 | 9.62 | 12 |  | 12 | 2.38 |  | 2.38
2020-07-17 17:00 | LONG | LONG | BALP | 8.15 | 15 |  | 15 | 6.85 |  | 6.85 | 9.34 | 15 |  | 15 | 5.66 |  | 5.66 | 9.62 | 15 |  | 15 | 5.38 |  | 5.38
2020-07-17 18:00 | SHORT | SHORT | BALP | 8.15 | 94 | 94 |  | 102.15 | 102.15 |  | 9.34 | 94 | 94 |  | 103.34 | 103.34 |  | 9.62 | 94 | 94 |  | 103.62 | 103.62
2020-07-17 19:00 | SHORT | SHORT | BALP | 8.15 | 95 | 95 |  | 103.15 | 103.15 |  | 9.34 | 95 | 95 |  | 104.34 | 104.34 |  | 9.62 | 95 | 95 |  | 104.62 | 104.62
2020-07-17 20:00 | SHORT | SHORT | BALP | 8.15 | 94 | 94 |  | 102.15 | 102.15 |  | 9.34 | 94 | 94 |  | 103.34 | 103.34 |  | 9.62 | 94 | 94 |  | 103.62 | 103.62
2020-07-17 21:00 | SHORT | LONG | BALP | 8.15 | 45 | 45 |  | 53.15 | 53.15 |  | 9.34 | 45 | 45 |  | 54.34 | 54.34 |  | 9.62 | 40.25 |  | 40.25 | 30.63 |  | 30.63
2020-07-17 22:00 | LONG | LONG | BALP | 8.15 | 0.47 |  | 0.47 | -7.68 |  | -7.68 | 9.34 | 0.47 |  | 0.47 | -8.87 |  | -8.87 | 9.62 | 0.47 |  | 0.47 | -9.15 |  | -9.15
2020-07-17 23:00 | LONG | LONG | BALP | 8.15 | 36.6 |  | 36.6 | 28.45 |  | 28.45 | 9.34 | 36.6 |  | 36.6 | 27.26 |  | 27.26 | 9.62 | 36.6 |  | 36.6 | 26.98 |  | 26.98
2020-07-18 | SHORT | SHORT | BALP | 8.15 | 38.74 | 38.74 |  | 46.89 | 46.89 |  | 9.34 | 38.74 | 38.74 |  | 48.08 | 48.08 |  | 9.62 | 38.74 | 38.74 |  | 48.36 | 48.36
2020-07-18 01:00 | SHORT | SHORT | VoAA | 8.15 | 45 | 45 |  | 53.15 | 53.15 |  | 9.34 | 23 | 23 |  | 32.34 | 32.34 |  | 9.62 | 33.74 | 33.74 |  | 43.36 | 43.36
2020-07-18 02:00 | LONG | LONG | VoAA | 8.15 | 5.34 |  | 5.34 | -2.81 |  | -2.81 | 9.34 | 17.21 |  | 17.21 | 7.87 |  | 7.87 | 9.62 | 29.81 |  | 29.81 | 20.19 |  | 20.19
2020-07-18 03:00 | LONG | LONG | VoAA | 8.15 | 5.34 |  | 5.34 | -2.81 |  | -2.81 | 9.34 | 17.19 |  | 17.19 | 7.85 |  | 7.85 | 9.62 | 24.08 |  | 24.08 | 14.46 |  | 14.46
2020-07-18 04:00 | LONG | LONG | BALP | 8.15 | 2 |  | 2 | -6.15 |  | -6.15 | 9.34 | 2 |  | 2 | -7.34 |  | -7.34 | 9.62 | 2 |  | 2 | -7.62 |  | -7.62
2020-07-18 05:00 | LONG | LONG | BALP | 8.15 | 8.05 |  | 8.05 | -0.1 |  | -0.1 | 9.34 | 8.05 |  | 8.05 | -1.29 |  | -1.29 | 9.62 | 8.05 |  | 8.05 | -1.57 |  | -1.57
2020-07-18 06:00 | LONG | LONG | BALP | 8.15 | 10.62 |  | 10.62 | 2.47 |  | 2.47 | 9.34 | 10.62 |  | 10.62 | 1.28 |  | 1.28 | 9.62 | 10.62 |  | 10.62 | 1 |  | 1
2020-07-18 07:00 | LONG | LONG | BALP | 8.15 | 11.6 |  | 11.6 | 3.45 |  | 3.45 | 9.34 | 11.6 |  | 11.6 | 2.26 |  | 2.26 | 9.62 | 11.6 |  | 11.6 | 1.98 |  | 1.98
2020-07-18 08:00 | SHORT | SHORT | BALP | 8.15 | 50 | 50 |  | 58.15 | 58.15 |  | 9.34 | 50 | 50 |  | 59.34 | 59.34 |  | 9.62 | 50 | 50 |  | 59.62 | 59.62
2020-07-18 09:00 | SHORT | SHORT | BALP | 8.15 | 56.9 | 56.9 |  | 65.05 | 65.05 |  | 9.34 | 56.9 | 56.9 |  | 66.24 | 66.24 |  | 9.62 | 56.9 | 56.9 |  | 66.52 | 66.52
2020-07-18 10:00 | LONG | LONG | VoAA | 8.15 | 5 |  | 5 | -3.15 |  | -3.15 | 9.34 | 21.45 |  | 21.45 | 12.11 |  | 12.11 | 9.62 | 36 |  | 36 | 26.38 |  | 26.38
2020-07-18 11:00 | LONG | LONG | BALP | 8.15 | 14.38 |  | 14.38 | 6.23 |  | 6.23 | 9.34 | 14.38 |  | 14.38 | 5.04 |  | 5.04 | 9.62 | 14.38 |  | 14.38 | 4.76 |  | 4.76
2020-07-18 12:00 | LONG | LONG | BALP | 8.15 | 14.06 |  | 14.06 | 5.91 |  | 5.91 | 9.34 | 14.06 |  | 14.06 | 4.72 |  | 4.72 | 9.62 | 14.06 |  | 14.06 | 4.44 |  | 4.44
2020-07-18 13:00 | LONG | LONG | BALP | 8.15 | 13.92 |  | 13.92 | 5.77 |  | 5.77 | 9.34 | 13.92 |  | 13.92 | 4.58 |  | 4.58 | 9.62 | 13.92 |  | 13.92 | 4.3 |  | 4.3
2020-07-18 14:00 | LONG | LONG | BALP | 8.15 | 13.1 |  | 13.1 | 4.95 |  | 4.95 | 9.34 | 13.1 |  | 13.1 | 3.76 |  | 3.76 | 9.62 | 13.1 |  | 13.1 | 3.48 |  | 3.48
2020-07-18 15:00 | LONG | LONG | BALP | 8.15 | 22.57 |  | 22.57 | 14.42 |  | 14.42 | 9.34 | 22.57 |  | 22.57 | 13.23 |  | 13.23 | 9.62 | 22.57 |  | 22.57 | 12.95 |  | 12.95
2020-07-18 16:00 | LONG | LONG | BALP | 8.15 | 22.9 |  | 22.9 | 14.75 |  | 14.75 | 9.34 | 22.9 |  | 22.9 | 13.56 |  | 13.56 | 9.62 | 22.9 |  | 22.9 | 13.28 |  | 13.28
2020-07-18 17:00 | LONG | LONG | VoAA | 8.15 | 5 |  | 5 | -3.15 |  | -3.15 | 9.34 | 13.05 |  | 13.05 | 3.71 |  | 3.71 | 9.62 | 16.12 |  | 16.12 | 6.5 |  | 6.5
2020-07-18 18:00 | SHORT | SHORT | BALP | 8.15 | 16.09 | 16.09 |  | 24.24 | 24.24 |  | 9.34 | 16.09 | 16.09 |  | 25.43 | 25.43 |  | 9.62 | 16.09 | 16.09 |  | 25.71 | 25.71
2020-07-18 19:00 | SHORT | SHORT | BALP | 8.15 | 95 | 95 |  | 103.15 | 103.15 |  | 9.34 | 95 | 95 |  | 104.34 | 104.34 |  | 9.62 | 95 | 95 |  | 104.62 | 104.62
2020-07-18 20:00 | SHORT | SHORT | BALP | 8.15 | 46.9 | 46.9 |  | 55.05 | 55.05 |  | 9.34 | 46.9 | 46.9 |  | 56.24 | 56.24 |  | 9.62 | 46.9 | 46.9 |  | 56.52 | 56.52
2020-07-18 21:00 | SHORT | SHORT | BALP | 8.15 | 45 | 45 |  | 53.15 | 53.15 |  | 9.34 | 45 | 45 |  | 54.34 | 54.34 |  | 9.62 | 45 | 45 |  | 54.62 | 54.62
2020-07-18 22:00 | LONG | LONG | BALP | 8.15 | 19.96 |  | 19.96 | 11.81 |  | 11.81 | 9.34 | 19.96 |  | 19.96 | 10.62 |  | 10.62 | 9.62 | 19.96 |  | 19.96 | 10.34 |  | 10.34
2020-07-18 23:00 | LONG | LONG | BALP | 8.15 | 15.08 |  | 15.08 | 6.93 |  | 6.93 | 9.34 | 15.08 |  | 15.08 | 5.74 |  | 5.74 | 9.62 | 15.08 |  | 15.08 | 5.46 |  | 5.46
2020-07-19 | LONG | SHORT | BALP | 8.15 | 4.98 |  | 4.98 | -3.17 |  | -3.17 | 9.34 | 4.98 |  | 4.98 | -4.36 |  | -4.36 | 9.62 | 26.61 | 26.61 |  | 36.23 | 36.23
2020-07-19 01:00 | LONG | LONG | VoAA | 8.15 | 0 |  | 0 | -8.15 |  | -8.15 | 9.34 | 15.02 |  | 15.02 | 5.68 |  | 5.68 | 9.62 | 25.08 |  | 25.08 | 15.46 |  | 15.46
2020-07-19 02:00 | SHORT | SHORT | VoAA | 8.15 | 28.02 | 28.02 |  | 36.17 | 36.17 |  | 9.34 | 14.05 | 14.05 |  | 23.39 | 23.39 |  | 9.62 | 25.03 | 25.03 |  | 34.65 | 34.65
2020-07-19 03:00 | SHORT | SHORT | BALP | 8.15 | 53 | 53 |  | 61.15 | 61.15 |  | 9.34 | 53 | 53 |  | 62.34 | 62.34 |  | 9.62 | 53 | 53 |  | 62.62 | 62.62
2020-07-19 04:00 | SHORT | SHORT | BALP | 8.15 | 45 | 45 |  | 53.15 | 53.15 |  | 9.34 | 45 | 45 |  | 54.34 | 54.34 |  | 9.62 | 45 | 45 |  | 54.62 | 54.62
2020-07-19 05:00 | LONG | LONG | VoAA | 8.15 | 0 |  | 0 | -8.15 |  | -8.15 | 9.34 | 4.38 |  | 4.38 | -4.96 |  | -4.96 | 9.62 | 3.4 |  | 3.4 | -6.22 |  | -6.22
2020-07-19 06:00 | SHORT | LONG | BALP | 8.15 | 44 | 44 |  | 52.15 | 52.15 |  | 9.34 | 44 | 44 |  | 53.34 | 53.34 |  | 9.62 | 3.76 |  | 3.76 | -5.86 |  | -5.86
2020-07-19 07:00 | LONG | LONG | BALP | 8.15 | 0 |  | 0 | -8.15 |  | -8.15 | 9.34 | 0 |  | 0 | -9.34 |  | -9.34 | 9.62 | 0 |  | 0 | -9.62 |  | -9.62
2020-07-19 08:00 | SHORT | SHORT | BALP | 8.15 | 45 | 45 |  | 53.15 | 53.15 |  | 9.34 | 45 | 45 |  | 54.34 | 54.34 |  | 9.62 | 45 | 45 |  | 54.62 | 54.62
2020-07-19 09:00 | LONG | LONG | VoAA | 8.15 | 5 |  | 5 | -3.15 |  | -3.15 | 9.34 | 24.5 |  | 24.5 | 15.16 |  | 15.16 | 9.62 | 24.31 |  | 24.31 | 14.69 |  | 14.69
2020-07-19 10:00 | SHORT | SHORT | VoAA | 8.15 | 44 | 44 |  | 52.15 | 52.15 |  | 9.34 | 43 | 43 |  | 52.34 | 52.34 |  | 9.62 | 39.02 | 39.02 |  | 48.64 | 48.64
2020-07-19 11:00 | SHORT | SHORT | BALP | 8.15 | 53 | 53 |  | 61.15 | 61.15 |  | 9.34 | 53 | 53 |  | 62.34 | 62.34 |  | 9.62 | 53 | 53 |  | 62.62 | 62.62
2020-07-19 12:00 | LONG | LONG | VoAA | 8.15 | 42 |  | 42 | 33.85 |  | 33.85 | 9.34 | 52.5 |  | 52.5 | 43.16 |  | 43.16 | 9.62 | 41.97 |  | 41.97 | 32.35 |  | 32.35
2020-07-19 13:00 | LONG | LONG | BALP | 8.15 | 23.19 |  | 23.19 | 15.04 |  | 15.04 | 9.34 | 23.19 |  | 23.19 | 13.85 |  | 13.85 | 9.62 | 23.19 |  | 23.19 | 13.57 |  | 13.57
2020-07-19 14:00 | LONG | LONG | VoAA | 8.15 | 5 |  | 5 | -3.15 |  | -3.15 | 9.34 | 24.5 |  | 24.5 | 15.16 |  | 15.16 | 9.62 | 10.58 |  | 10.58 | 0.96 |  | 0.96
2020-07-19 15:00 | LONG | LONG | VoAA | 8.15 | 5 |  | 5 | -3.15 |  | -3.15 | 9.34 | 24.5 |  | 24.5 | 15.16 |  | 15.16 | 9.62 | 10.16 |  | 10.16 | 0.54 |  | 0.54
2020-07-19 16:00 | SHORT | SHORT | BALP | 8.15 | 59.4 | 59.4 |  | 67.55 | 67.55 |  | 9.34 | 59.4 | 59.4 |  | 68.74 | 68.74 |  | 9.62 | 59.4 | 59.4 |  | 69.02 | 69.02
2020-07-19 17:00 | SHORT | SHORT | BALP | 8.15 | 57.4 | 57.4 |  | 65.55 | 65.55 |  | 9.34 | 57.4 | 57.4 |  | 66.74 | 66.74 |  | 9.62 | 57.4 | 57.4 |  | 67.02 | 67.02
2020-07-19 18:00 | SHORT | SHORT | BALP | 8.15 | 57.4 | 57.4 |  | 65.55 | 65.55 |  | 9.34 | 57.4 | 57.4 |  | 66.74 | 66.74 |  | 9.62 | 57.4 | 57.4 |  | 67.02 | 67.02
2020-07-19 19:00 | SHORT | SHORT | BALP | 8.15 | 47.4 | 47.4 |  | 55.55 | 55.55 |  | 9.34 | 47.4 | 47.4 |  | 56.74 | 56.74 |  | 9.62 | 47.4 | 47.4 |  | 57.02 | 57.02
2020-07-19 20:00 | SHORT | LONG | BALP | 8.15 | 50 | 50 |  | 58.15 | 58.15 |  | 9.34 | 50 | 50 |  | 59.34 | 59.34 |  | 9.62 | 39.07 |  | 39.07 | 29.45 |  | 29.45
2020-07-19 21:00 | SHORT | SHORT | BALP | 8.15 | 50 | 50 |  | 58.15 | 58.15 |  | 9.34 | 50 | 50 |  | 59.34 | 59.34 |  | 9.62 | 50 | 50 |  | 59.62 | 59.62
2020-07-19 22:00 | LONG | LONG | VoAA | 8.15 | 36.4 |  | 36.4 | 28.25 |  | 28.25 | 9.34 | 37.4 |  | 37.4 | 28.06 |  | 28.06 | 9.62 | 39.05 |  | 39.05 | 29.43 |  | 29.43
2020-07-19 23:00 | LONG | LONG | BALP | 8.15 | 13.03 |  | 13.03 | 4.88 |  | 4.88 | 9.34 | 13.03 |  | 13.03 | 3.69 |  | 3.69 | 9.62 | 13.03 |  | 13.03 | 3.41 |  | 3.41
2020-07-20 | LONG | LONG | BALP | 8.15 | 10.35 |  | 10.35 | 2.2 |  | 2.2 | 9.34 | 10.35 |  | 10.35 | 1.01 |  | 1.01 | 9.62 | 10.35 |  | 10.35 | 0.73 |  | 0.73
2020-07-20 01:00 | LONG | LONG | BALP | 8.15 | 8.97 |  | 8.97 | 0.82 |  | 0.82 | 9.34 | 8.97 |  | 8.97 | -0.37 |  | -0.37 | 9.62 | 8.97 |  | 8.97 | -0.65 |  | -0.65
2020-07-20 02:00 | LONG | LONG | VoAA | 8.15 | 5.71 |  | 5.71 | -2.44 |  | -2.44 | 9.34 | 16.87 |  | 16.87 | 7.53 |  | 7.53 | 9.62 | 23.05 |  | 23.05 | 13.43 |  | 13.43
2020-07-20 03:00 | LONG | LONG | VoAA | 8.15 | 5.71 |  | 5.71 | -2.44 |  | -2.44 | 9.34 | 16.87 |  | 16.87 | 7.53 |  | 7.53 | 9.62 | 23.02 |  | 23.02 | 13.4 |  | 13.4
2020-07-20 04:00 | LONG | LONG | BALP | 8.15 | 7.6 |  | 7.6 | -0.55 |  | -0.55 | 9.34 | 7.6 |  | 7.6 | -1.74 |  | -1.74 | 9.62 | 7.6 |  | 7.6 | -2.02 |  | -2.02
2020-07-20 05:00 | LONG | LONG | BALP | 8.15 | 8.06 |  | 8.06 | -0.09 |  | -0.09 | 9.34 | 8.06 |  | 8.06 | -1.28 |  | -1.28 | 9.62 | 8.06 |  | 8.06 | -1.56 |  | -1.56
2020-07-20 06:00 | LONG | LONG | BALP | 8.15 | 15.82 |  | 15.82 | 7.67 |  | 7.67 | 9.34 | 15.82 |  | 15.82 | 6.48 |  | 6.48 | 9.62 | 15.82 |  | 15.82 | 6.2 |  | 6.2
2020-07-20 07:00 | LONG | LONG | BALP | 8.15 | 28.3 |  | 28.3 | 20.15 |  | 20.15 | 9.34 | 28.3 |  | 28.3 | 18.96 |  | 18.96 | 9.62 | 28.3 |  | 28.3 | 18.68 |  | 18.68
2020-07-20 08:00 | SHORT | SHORT | BALP | 8.15 | 45.9 | 45.9 |  | 54.05 | 54.05 |  | 9.34 | 45.9 | 45.9 |  | 55.24 | 55.24 |  | 9.62 | 45.9 | 45.9 |  | 55.52 | 55.52
2020-07-20 09:00 | SHORT | SHORT | BALP | 8.15 | 95 | 95 |  | 103.15 | 103.15 |  | 9.34 | 95 | 95 |  | 104.34 | 104.34 |  | 9.62 | 95 | 95 |  | 104.62 | 104.62
2020-07-20 10:00 | SHORT | SHORT | BALP | 8.15 | 95 | 95 |  | 103.15 | 103.15 |  | 9.34 | 95 | 95 |  | 104.34 | 104.34 |  | 9.62 | 95 | 95 |  | 104.62 | 104.62
2020-07-20 11:00 | LONG | LONG | BALP | 8.15 | 30.1 |  | 30.1 | 21.95 |  | 21.95 | 9.34 | 30.1 |  | 30.1 | 20.76 |  | 20.76 | 9.62 | 30.1 |  | 30.1 | 20.48 |  | 20.48
2020-07-20 12:00 | LONG | LONG | BALP | 8.15 | 30.1 |  | 30.1 | 21.95 |  | 21.95 | 9.34 | 30.1 |  | 30.1 | 20.76 |  | 20.76 | 9.62 | 30.1 |  | 30.1 | 20.48 |  | 20.48
2020-07-20 13:00 | LONG | LONG | BALP | 8.15 | 51.01 |  | 51.01 | 42.86 |  | 42.86 | 9.34 | 51.01 |  | 51.01 | 41.67 |  | 41.67 | 9.62 | 51.01 |  | 51.01 | 41.39 |  | 41.39
2020-07-20 14:00 | LONG | LONG | BALP | 8.15 | 46.79 |  | 46.79 | 38.64 |  | 38.64 | 9.34 | 46.79 |  | 46.79 | 37.45 |  | 37.45 | 9.62 | 46.79 |  | 46.79 | 37.17 |  | 37.17
2020-07-20 15:00 | LONG | LONG | BALP | 8.15 | 42.15 |  | 42.15 | 34 |  | 34 | 9.34 | 42.15 |  | 42.15 | 32.81 |  | 32.81 | 9.62 | 42.15 |  | 42.15 | 32.53 |  | 32.53
2020-07-20 16:00 | LONG | LONG | BALP | 8.15 | 5.71 |  | 5.71 | -2.44 |  | -2.44 | 9.34 | 5.71 |  | 5.71 | -3.63 |  | -3.63 | 9.62 | 5.71 |  | 5.71 | -3.91 |  | -3.91
2020-07-20 17:00 | LONG | LONG | BALP | 8.15 | 17.1 |  | 17.1 | 8.95 |  | 8.95 | 9.34 | 17.1 |  | 17.1 | 7.76 |  | 7.76 | 9.62 | 17.1 |  | 17.1 | 7.48 |  | 7.48
2020-07-20 18:00 | LONG | LONG | BALP | 8.15 | 36.1 |  | 36.1 | 27.95 |  | 27.95 | 9.34 | 36.1 |  | 36.1 | 26.76 |  | 26.76 | 9.62 | 36.1 |  | 36.1 | 26.48 |  | 26.48
2020-07-20 19:00 | SHORT | SHORT | BALP | 8.15 | 80 | 80 |  | 88.15 | 88.15 |  | 9.34 | 80 | 80 |  | 89.34 | 89.34 |  | 9.62 | 80 | 80 |  | 89.62 | 89.62
2020-07-20 20:00 | SHORT | SHORT | BALP | 8.15 | 72.1 | 72.1 |  | 80.25 | 80.25 |  | 9.34 | 72.1 | 72.1 |  | 81.44 | 81.44 |  | 9.62 | 72.1 | 72.1 |  | 81.72 | 81.72
2020-07-20 21:00 | SHORT | SHORT | BALP | 8.15 | 80 | 80 |  | 88.15 | 88.15 |  | 9.34 | 80 | 80 |  | 89.34 | 89.34 |  | 9.62 | 80 | 80 |  | 89.62 | 89.62
2020-07-20 22:00 | SHORT | SHORT | BALP | 8.15 | 72.1 | 72.1 |  | 80.25 | 80.25 |  | 9.34 | 72.1 | 72.1 |  | 81.44 | 81.44 |  | 9.62 | 72.1 | 72.1 |  | 81.72 | 81.72
2020-07-20 23:00 | LONG | LONG | BALP | 8.15 | 27.77 |  | 27.77 | 19.62 |  | 19.62 | 9.34 | 27.77 |  | 27.77 | 18.43 |  | 18.43 | 9.62 | 27.77 |  | 27.77 | 18.15 |  | 18.15
2020-07-21 | LONG | LONG | BALP | 8.15 | 12.1 |  | 12.1 | 3.95 |  | 3.95 | 9.34 | 12.1 |  | 12.1 | 2.76 |  | 2.76 | 9.62 | 12.1 |  | 12.1 | 2.48 |  | 2.48
2020-07-21 01:00 | LONG | LONG | VoAA | 8.15 | 0 |  | 0 | -8.15 |  | -8.15 | 9.34 | 5.7 |  | 5.7 | -3.64 |  | -3.64 | 9.62 | 7.73 |  | 7.73 | -1.89 |  | -1.89
2020-07-21 02:00 | LONG | LONG | BALP | 8.15 | 6.4 |  | 6.4 | -1.75 |  | -1.75 | 9.34 | 6.4 |  | 6.4 | -2.94 |  | -2.94 | 9.62 | 6.4 |  | 6.4 | -3.22 |  | -3.22
2020-07-21 03:00 | SHORT | SHORT | BALP | 8.15 | 44 | 44 |  | 52.15 | 52.15 |  | 9.34 | 44 | 44 |  | 53.34 | 53.34 |  | 9.62 | 44 | 44 |  | 53.62 | 53.62
2020-07-21 04:00 | SHORT | SHORT | BALP | 8.15 | 44 | 44 |  | 52.15 | 52.15 |  | 9.34 | 44 | 44 |  | 53.34 | 53.34 |  | 9.62 | 44 | 44 |  | 53.62 | 53.62
2020-07-21 05:00 | SHORT | SHORT | BALP | 8.15 | 43.4 | 43.4 |  | 51.55 | 51.55 |  | 9.34 | 43.4 | 43.4 |  | 52.74 | 52.74 |  | 9.62 | 43.4 | 43.4 |  | 53.02 | 53.02
2020-07-21 06:00 | SHORT | LONG | BALP | 8.15 | 43.4 | 43.4 |  | 51.55 | 51.55 |  | 9.34 | 43.4 | 43.4 |  | 52.74 | 52.74 |  | 9.62 | 26.15 |  | 26.15 | 16.53 |  | 16.53
2020-07-21 07:00 | LONG | LONG | BALP | 8.15 | 1 |  | 1 | -7.15 |  | -7.15 | 9.34 | 1 |  | 1 | -8.34 |  | -8.34 | 9.62 | 1 |  | 1 | -8.62 |  | -8.62
2020-07-21 08:00 | LONG | LONG | VoAA | 8.15 | 36 |  | 36 | 27.85 |  | 27.85 | 9.34 | 37 |  | 37 | 27.66 |  | 27.66 | 9.62 | 38.13 |  | 38.13 | 28.51 |  | 28.51
2020-07-21 09:00 | LONG | LONG | BALP | 8.15 | 13.4 |  | 13.4 | 5.25 |  | 5.25 | 9.34 | 13.4 |  | 13.4 | 4.06 |  | 4.06 | 9.62 | 13.4 |  | 13.4 | 3.78 |  | 3.78
2020-07-21 10:00 | LONG | LONG | BALP | 8.15 | 22 |  | 22 | 13.85 |  | 13.85 | 9.34 | 22 |  | 22 | 12.66 |  | 12.66 | 9.62 | 22 |  | 22 | 12.38 |  | 12.38
2020-07-21 11:00 | LONG | LONG | BALP | 8.15 | 32 |  | 32 | 23.85 |  | 23.85 | 9.34 | 32 |  | 32 | 22.66 |  | 22.66 | 9.62 | 32 |  | 32 | 22.38 |  | 22.38
2020-07-21 12:00 | LONG | LONG | BALP | 8.15 | 16 |  | 16 | 7.85 |  | 7.85 | 9.34 | 16 |  | 16 | 6.66 |  | 6.66 | 9.62 | 16 |  | 16 | 6.38 |  | 6.38
2020-07-21 13:00 | LONG | LONG | BALP | 8.15 | 1.5 |  | 1.5 | -6.65 |  | -6.65 | 9.34 | 1.5 |  | 1.5 | -7.84 |  | -7.84 | 9.62 | 1.5 |  | 1.5 | -8.12 |  | -8.12
2020-07-21 14:00 | LONG | LONG | BALP | 8.15 | 13 |  | 13 | 4.85 |  | 4.85 | 9.34 | 13 |  | 13 | 3.66 |  | 3.66 | 9.62 | 13 |  | 13 | 3.38 |  | 3.38
2020-07-21 15:00 | LONG | LONG | BALP | 8.15 | 11.2 |  | 11.2 | 3.05 |  | 3.05 | 9.34 | 11.2 |  | 11.2 | 1.86 |  | 1.86 | 9.62 | 11.2 |  | 11.2 | 1.58 |  | 1.58
2020-07-21 16:00 | LONG | LONG | BALP | 8.15 | 8.33 |  | 8.33 | 0.18 |  | 0.18 | 9.34 | 8.33 |  | 8.33 | -1.01 |  | -1.01 | 9.62 | 8.33 |  | 8.33 | -1.29 |  | -1.29
2020-07-21 17:00 | LONG | LONG | BALP | 8.15 | 1 |  | 1 | -7.15 |  | -7.15 | 9.34 | 1 |  | 1 | -8.34 |  | -8.34 | 9.62 | 1 |  | 1 | -8.62 |  | -8.62
2020-07-21 18:00 | LONG | LONG | BALP | 8.15 | 7.37 |  | 7.37 | -0.78 |  | -0.78 | 9.34 | 7.37 |  | 7.37 | -1.97 |  | -1.97 | 9.62 | 7.37 |  | 7.37 | -2.25 |  | -2.25
2020-07-21 19:00 | LONG | LONG | BALP | 8.15 | 11 |  | 11 | 2.85 |  | 2.85 | 9.34 | 11 |  | 11 | 1.66 |  | 1.66 | 9.62 | 11 |  | 11 | 1.38 |  | 1.38
2020-07-21 20:00 | LONG | LONG | BALP | 8.15 | 34.68 |  | 34.68 | 26.53 |  | 26.53 | 9.34 | 34.68 |  | 34.68 | 25.34 |  | 25.34 | 9.62 | 34.68 |  | 34.68 | 25.06 |  | 25.06
2020-07-21 21:00 | LONG | LONG | VoAA | 8.15 | 32.4 |  | 32.4 | 24.25 |  | 24.25 | 9.34 | 33.4 |  | 33.4 | 24.06 |  | 24.06 | 9.62 | 40.09 |  | 40.09 | 30.47 |  | 30.47
2020-07-21 22:00 | SHORT | SHORT | BALP | 8.15 | 43.4 | 43.4 |  | 51.55 | 51.55 |  | 9.34 | 43.4 | 43.4 |  | 52.74 | 52.74 |  | 9.62 | 43.4 | 43.4 |  | 53.02 | 53.02
2020-07-21 23:00 | LONG | LONG | BALP | 8.15 | 10 |  | 10 | 1.85 |  | 1.85 | 9.34 | 10 |  | 10 | 0.66 |  | 0.66 | 9.62 | 10 |  | 10 | 0.38 |  | 0.38
2020-07-22 | LONG | LONG | BALP | 8.15 | 13.82 |  | 13.82 | 5.67 |  | 5.67 | 9.34 | 13.82 |  | 13.82 | 4.48 |  | 4.48 | 9.62 | 13.82 |  | 13.82 | 4.2 |  | 4.2
2020-07-22 01:00 | LONG | LONG | VoAA | 8.15 | -167.5 |  | -167.5 | -175.65 |  | -175.65 | 9.34 | -79.89 |  | -79.89 | -89.23 |  | -89.23 | 9.62 | 6.48 |  | 6.48 | -3.14 |  | -3.14
2020-07-22 02:00 | LONG | LONG | BALP | 8.15 | 2.72 |  | 2.72 | -5.43 |  | -5.43 | 9.34 | 2.72 |  | 2.72 | -6.62 |  | -6.62 | 9.62 | 2.72 |  | 2.72 | -6.9 |  | -6.9
2020-07-22 03:00 | LONG | LONG | BALP | 8.15 | 2.23 |  | 2.23 | -5.92 |  | -5.92 | 9.34 | 2.23 |  | 2.23 | -7.11 |  | -7.11 | 9.62 | 2.23 |  | 2.23 | -7.39 |  | -7.39
2020-07-22 04:00 | LONG | LONG | VoAA | 8.15 | -167.5 |  | -167.5 | -175.65 |  | -175.65 | 9.34 | -80.11 |  | -80.11 | -89.45 |  | -89.45 | 9.62 | 2.16 |  | 2.16 | -7.46 |  | -7.46
2020-07-22 05:00 | LONG | LONG | VoAA | 8.15 | -167.5 |  | -167.5 | -175.65 |  | -175.65 | 9.34 | -79.1 |  | -79.1 | -88.44 |  | -88.44 | 9.62 | 2.29 |  | 2.29 | -7.33 |  | -7.33
2020-07-22 06:00 | LONG | SHORT | BALP | 8.15 | 4.31 |  | 4.31 | -3.84 |  | -3.84 | 9.34 | 4.31 |  | 4.31 | -5.03 |  | -5.03 | 9.62 | 4.31 | 4.31 |  | 13.93 | 13.93
2020-07-22 07:00 | SHORT | SHORT | BALP | 8.15 | 70 | 70 |  | 78.15 | 78.15 |  | 9.34 | 70 | 70 |  | 79.34 | 79.34 |  | 9.62 | 70 | 70 |  | 79.62 | 79.62
2020-07-22 08:00 | LONG | LONG | BALP | 8.15 | 20.07 |  | 20.07 | 11.92 |  | 11.92 | 9.34 | 20.07 |  | 20.07 | 10.73 |  | 10.73 | 9.62 | 20.07 |  | 20.07 | 10.45 |  | 10.45
2020-07-22 09:00 | LONG | LONG | BALP | 8.15 | 19.81 |  | 19.81 | 11.66 |  | 11.66 | 9.34 | 19.81 |  | 19.81 | 10.47 |  | 10.47 | 9.62 | 19.81 |  | 19.81 | 10.19 |  | 10.19
2020-07-22 10:00 | LONG | LONG | BALP | 8.15 | 22.22 |  | 22.22 | 14.07 |  | 14.07 | 9.34 | 22.22 |  | 22.22 | 12.88 |  | 12.88 | 9.62 | 22.22 |  | 22.22 | 12.6 |  | 12.6
2020-07-22 11:00 | LONG | LONG | BALP | 8.15 | 10 |  | 10 | 1.85 |  | 1.85 | 9.34 | 10 |  | 10 | 0.66 |  | 0.66 | 9.62 | 10 |  | 10 | 0.38 |  | 0.38
2020-07-22 12:00 | LONG | LONG | BALP | 8.15 | 18.73 |  | 18.73 | 10.58 |  | 10.58 | 9.34 | 18.73 |  | 18.73 | 9.39 |  | 9.39 | 9.62 | 18.73 |  | 18.73 | 9.11 |  | 9.11
2020-07-22 13:00 | LONG | LONG | BALP | 8.15 | 8 |  | 8 | -0.15 |  | -0.15 | 9.34 | 8 |  | 8 | -1.34 |  | -1.34 | 9.62 | 8 |  | 8 | -1.62 |  | -1.62
2020-07-22 14:00 | LONG | LONG | BALP | 8.15 | 18.93 |  | 18.93 | 10.78 |  | 10.78 | 9.34 | 18.93 |  | 18.93 | 9.59 |  | 9.59 | 9.62 | 18.93 |  | 18.93 | 9.31 |  | 9.31
2020-07-22 15:00 | LONG | LONG | BALP | 8.15 | 1 |  | 1 | -7.15 |  | -7.15 | 9.34 | 1 |  | 1 | -8.34 |  | -8.34 | 9.62 | 1 |  | 1 | -8.62 |  | -8.62
2020-07-22 16:00 | LONG | LONG | BALP | 8.15 | 1.5 |  | 1.5 | -6.65 |  | -6.65 | 9.34 | 1.5 |  | 1.5 | -7.84 |  | -7.84 | 9.62 | 1.5 |  | 1.5 | -8.12 |  | -8.12
2020-07-22 17:00 | LONG | LONG | BALP | 8.15 | 12.52 |  | 12.52 | 4.37 |  | 4.37 | 9.34 | 12.52 |  | 12.52 | 3.18 |  | 3.18 | 9.62 | 12.52 |  | 12.52 | 2.9 |  | 2.9
2020-07-22 18:00 | LONG | LONG | BALP | 8.15 | 15.7 |  | 15.7 | 7.55 |  | 7.55 | 9.34 | 15.7 |  | 15.7 | 6.36 |  | 6.36 | 9.62 | 15.7 |  | 15.7 | 6.08 |  | 6.08
2020-07-22 19:00 | LONG | LONG | BALP | 8.15 | 13.26 |  | 13.26 | 5.11 |  | 5.11 | 9.34 | 13.26 |  | 13.26 | 3.92 |  | 3.92 | 9.62 | 13.26 |  | 13.26 | 3.64 |  | 3.64
2020-07-22 20:00 | LONG | LONG | BALP | 8.15 | 7.7 |  | 7.7 | -0.45 |  | -0.45 | 9.34 | 7.7 |  | 7.7 | -1.64 |  | -1.64 | 9.62 | 7.7 |  | 7.7 | -1.92 |  | -1.92
2020-07-22 21:00 | LONG | LONG | BALP | 8.15 | 4.46 |  | 4.46 | -3.69 |  | -3.69 | 9.34 | 4.46 |  | 4.46 | -4.88 |  | -4.88 | 9.62 | 4.46 |  | 4.46 | -5.16 |  | -5.16
2020-07-22 22:00 | LONG | LONG | VoAA | 8.15 | 16 |  | 16 | 7.85 |  | 7.85 | 9.34 | 24.25 |  | 24.25 | 14.91 |  | 14.91 | 9.62 | 26.93 |  | 26.93 | 17.31 |  | 17.31
2020-07-22 23:00 | SHORT | SHORT | VoAA | 8.15 | 30.83 | 30.83 |  | 38.98 | 38.98 |  | 9.34 | 30.67 | 30.67 |  | 40.01 | 40.01 |  | 9.62 | 40.1 | 40.1 |  | 49.72 | 49.72
2020-07-23 | LONG | LONG | VoAA | 8.15 | 0 |  | 0 | -8.15 |  | -8.15 | 9.34 | 16.25 |  | 16.25 | 6.91 |  | 6.91 | 9.62 | 25.83 |  | 25.83 | 16.21 |  | 16.21
2020-07-23 01:00 | LONG | LONG | VoAA | 8.15 | 1 |  | 1 | -7.15 |  | -7.15 | 9.34 | 16.55 |  | 16.55 | 7.21 |  | 7.21 | 9.62 | 31.05 |  | 31.05 | 21.43 |  | 21.43
2020-07-23 02:00 | LONG | LONG | BALP | 8.15 | 0 |  | 0 | -8.15 |  | -8.15 | 9.34 | 0 |  | 0 | -9.34 |  | -9.34 | 9.62 | 0 |  | 0 | -9.62 |  | -9.62
2020-07-23 03:00 | LONG | LONG | VoAA | 8.15 | -0.26 |  | -0.26 | -8.41 |  | -8.41 | 9.34 | 3.3 |  | 3.3 | -6.04 |  | -6.04 | 9.62 | 2.03 |  | 2.03 | -7.59 |  | -7.59
2020-07-23 04:00 | LONG | LONG | BALP | 8.15 | 0 |  | 0 | -8.15 |  | -8.15 | 9.34 | 0 |  | 0 | -9.34 |  | -9.34 | 9.62 | 0 |  | 0 | -9.62 |  | -9.62
2020-07-23 05:00 | LONG | LONG | BALP | 8.15 | 0 |  | 0 | -8.15 |  | -8.15 | 9.34 | 0 |  | 0 | -9.34 |  | -9.34 | 9.62 | 0 |  | 0 | -9.62 |  | -9.62
2020-07-23 06:00 | LONG | LONG | VoAA | 8.15 | 0 |  | 0 | -8.15 |  | -8.15 | 9.34 | 11.9 |  | 11.9 | 2.56 |  | 2.56 | 9.62 | 30.05 |  | 30.05 | 20.43 |  | 20.43
2020-07-23 07:00 | SHORT | SHORT | BALP | 8.15 | 41.1 | 41.1 |  | 49.25 | 49.25 |  | 9.34 | 41.1 | 41.1 |  | 50.44 | 50.44 |  | 9.62 | 41.1 | 41.1 |  | 50.72 | 50.72
2020-07-23 08:00 | SHORT | SHORT | BALP | 8.15 | 54.33 | 54.33 |  | 62.48 | 62.48 |  | 9.34 | 54.33 | 54.33 |  | 63.67 | 63.67 |  | 9.62 | 54.33 | 54.33 |  | 63.95 | 63.95
2020-07-23 09:00 | LONG | LONG | BALP | 8.15 | 18 |  | 18 | 9.85 |  | 9.85 | 9.34 | 18 |  | 18 | 8.66 |  | 8.66 | 9.62 | 18 |  | 18 | 8.38 |  | 8.38
2020-07-23 10:00 | LONG | LONG | BALP | 8.15 | 1 |  | 1 | -7.15 |  | -7.15 | 9.34 | 1 |  | 1 | -8.34 |  | -8.34 | 9.62 | 1 |  | 1 | -8.62 |  | -8.62
2020-07-23 11:00 | LONG | LONG | BALP | 8.15 | 1 |  | 1 | -7.15 |  | -7.15 | 9.34 | 1 |  | 1 | -8.34 |  | -8.34 | 9.62 | 1 |  | 1 | -8.62 |  | -8.62
2020-07-23 12:00 | LONG | LONG | BALP | 8.15 | 1 |  | 1 | -7.15 |  | -7.15 | 9.34 | 1 |  | 1 | -8.34 |  | -8.34 | 9.62 | 1 |  | 1 | -8.62 |  | -8.62
2020-07-23 13:00 | LONG | LONG | BALP | 8.15 | 10 |  | 10 | 1.85 |  | 1.85 | 9.34 | 10 |  | 10 | 0.66 |  | 0.66 | 9.62 | 10 |  | 10 | 0.38 |  | 0.38
2020-07-23 14:00 | LONG | LONG | BALP | 8.15 | 15.86 |  | 15.86 | 7.71 |  | 7.71 | 9.34 | 15.86 |  | 15.86 | 6.52 |  | 6.52 | 9.62 | 15.86 |  | 15.86 | 6.24 |  | 6.24
2020-07-23 15:00 | LONG | LONG | BALP | 8.15 | 1 |  | 1 | -7.15 |  | -7.15 | 9.34 | 1 |  | 1 | -8.34 |  | -8.34 | 9.62 | 1 |  | 1 | -8.62 |  | -8.62
2020-07-23 16:00 | LONG | LONG | BALP | 8.15 | 1 |  | 1 | -7.15 |  | -7.15 | 9.34 | 1 |  | 1 | -8.34 |  | -8.34 | 9.62 | 1 |  | 1 | -8.62 |  | -8.62
2020-07-23 17:00 | LONG | LONG | BALP | 8.15 | 1.5 |  | 1.5 | -6.65 |  | -6.65 | 9.34 | 1.5 |  | 1.5 | -7.84 |  | -7.84 | 9.62 | 1.5 |  | 1.5 | -8.12 |  | -8.12
2020-07-23 18:00 | LONG | LONG | BALP | 8.15 | 16.19 |  | 16.19 | 8.04 |  | 8.04 | 9.34 | 16.19 |  | 16.19 | 6.85 |  | 6.85 | 9.62 | 16.19 |  | 16.19 | 6.57 |  | 6.57
2020-07-23 19:00 | LONG | LONG | BALP | 8.15 | 20.05 |  | 20.05 | 11.9 |  | 11.9 | 9.34 | 20.05 |  | 20.05 | 10.71 |  | 10.71 | 9.62 | 20.05 |  | 20.05 | 10.43 |  | 10.43
2020-07-23 20:00 | LONG | LONG | BALP | 8.15 | 23.85 |  | 23.85 | 15.7 |  | 15.7 | 9.34 | 23.85 |  | 23.85 | 14.51 |  | 14.51 | 9.62 | 23.85 |  | 23.85 | 14.23 |  | 14.23
2020-07-23 21:00 | LONG | LONG | BALP | 8.15 | 12.02 |  | 12.02 | 3.87 |  | 3.87 | 9.34 | 12.02 |  | 12.02 | 2.68 |  | 2.68 | 9.62 | 12.02 |  | 12.02 | 2.4 |  | 2.4
2020-07-23 22:00 | LONG | LONG | VoAA | 8.15 | 18 |  | 18 | 9.85 |  | 9.85 | 9.34 | 25.05 |  | 25.05 | 15.71 |  | 15.71 | 9.62 | 41.08 |  | 41.08 | 31.46 |  | 31.46
2020-07-23 23:00 | SHORT | SHORT | VoAA | 8.15 | 8.01 | 8.01 |  | 16.16 | 16.16 |  | 9.34 | 13.01 | 13.01 |  | 22.35 | 22.35 |  | 9.62 | 32.94 | 32.94 |  | 42.56 | 42.56
2020-07-24 | LONG | LONG | VoAA | 8.15 | -19.86 |  | -19.86 | -28.01 |  | -28.01 | 9.34 | -6.25 |  | -6.25 | -15.59 |  | -15.59 | 9.62 | 3.01 |  | 3.01 | -6.61 |  | -6.61
2020-07-24 01:00 | LONG | LONG | VoAA | 8.15 | 0 |  | 0 | -8.15 |  | -8.15 | 9.34 | 3.61 |  | 3.61 | -5.73 |  | -5.73 | 9.62 | 2.36 |  | 2.36 | -7.26 |  | -7.26
2020-07-24 02:00 | LONG | LONG | BALP | 8.15 | 0 |  | 0 | -8.15 |  | -8.15 | 9.34 | 0 |  | 0 | -9.34 |  | -9.34 | 9.62 | 0 |  | 0 | -9.62 |  | -9.62
2020-07-24 03:00 | LONG | LONG | BALP | 8.15 | 0 |  | 0 | -8.15 |  | -8.15 | 9.34 | 0 |  | 0 | -9.34 |  | -9.34 | 9.62 | 0 |  | 0 | -9.62 |  | -9.62
2020-07-24 04:00 | LONG | LONG | BALP | 8.15 | 0.98 |  | 0.98 | -7.17 |  | -7.17 | 9.34 | 0.98 |  | 0.98 | -8.36 |  | -8.36 | 9.62 | 0.98 |  | 0.98 | -8.64 |  | -8.64
2020-07-24 05:00 | LONG | LONG | BALP | 8.15 | 2.18 |  | 2.18 | -5.97 |  | -5.97 | 9.34 | 2.18 |  | 2.18 | -7.16 |  | -7.16 | 9.62 | 2.18 |  | 2.18 | -7.44 |  | -7.44
2020-07-24 06:00 | LONG | LONG | BALP | 8.15 | 2.47 |  | 2.47 | -5.68 |  | -5.68 | 9.34 | 2.47 |  | 2.47 | -6.87 |  | -6.87 | 9.62 | 2.47 |  | 2.47 | -7.15 |  | -7.15
2020-07-24 07:00 | SHORT | SHORT | BALP | 8.15 | 41 | 41 |  | 49.15 | 49.15 |  | 9.34 | 41 | 41 |  | 50.34 | 50.34 |  | 9.62 | 41 | 41 |  | 50.62 | 50.62
2020-07-24 08:00 | SHORT | SHORT | BALP | 8.15 | 64 | 64 |  | 72.15 | 72.15 |  | 9.34 | 64 | 64 |  | 73.34 | 73.34 |  | 9.62 | 64 | 64 |  | 73.62 | 73.62
2020-07-24 09:00 | SHORT | SHORT | BALP | 8.15 | 51 | 51 |  | 59.15 | 59.15 |  | 9.34 | 51 | 51 |  | 60.34 | 60.34 |  | 9.62 | 51 | 51 |  | 60.62 | 60.62
2020-07-24 10:00 | LONG | LONG | BALP | 8.15 | 14.32 |  | 14.32 | 6.17 |  | 6.17 | 9.34 | 14.32 |  | 14.32 | 4.98 |  | 4.98 | 9.62 | 14.32 |  | 14.32 | 4.7 |  | 4.7
2020-07-24 11:00 | LONG | LONG | VoAA | 8.15 | 30 |  | 30 | 21.85 |  | 21.85 | 9.34 | 31 |  | 31 | 21.66 |  | 21.66 | 9.62 | 44.44 |  | 44.44 | 34.82 |  | 34.82
2020-07-24 12:00 | SHORT | SHORT | BALP | 8.15 | 80 | 80 |  | 88.15 | 88.15 |  | 9.34 | 80 | 80 |  | 89.34 | 89.34 |  | 9.62 | 80 | 80 |  | 89.62 | 89.62
2020-07-24 13:00 | SHORT | LONG | BALP | 8.15 | 44.74 | 44.74 |  | 52.89 | 52.89 |  | 9.34 | 44.74 | 44.74 |  | 54.08 | 54.08 |  | 9.62 | 43.74 |  | 43.74 | 34.12 |  | 34.12
2020-07-24 14:00 | SHORT | SHORT | BALP | 8.15 | 44.71 | 44.71 |  | 52.86 | 52.86 |  | 9.34 | 44.71 | 44.71 |  | 54.05 | 54.05 |  | 9.62 | 44.71 | 44.71 |  | 54.33 | 54.33
2020-07-24 15:00 | LONG | LONG | BALP | 8.15 | 16.01 |  | 16.01 | 7.86 |  | 7.86 | 9.34 | 16.01 |  | 16.01 | 6.67 |  | 6.67 | 9.62 | 16.01 |  | 16.01 | 6.39 |  | 6.39
2020-07-24 16:00 | SHORT | SHORT | BALP | 8.15 | 21.55 | 21.55 |  | 29.7 | 29.7 |  | 9.34 | 21.55 | 21.55 |  | 30.89 | 30.89 |  | 9.62 | 21.55 | 21.55 |  | 31.17 | 31.17
2020-07-24 17:00 | SHORT | SHORT | BALP | 8.15 | 41.02 | 41.02 |  | 49.17 | 49.17 |  | 9.34 | 41.02 | 41.02 |  | 50.36 | 50.36 |  | 9.62 | 41.02 | 41.02 |  | 50.64 | 50.64
2020-07-24 18:00 | SHORT | SHORT | BALP | 8.15 | 51 | 51 |  | 59.15 | 59.15 |  | 9.34 | 51 | 51 |  | 60.34 | 60.34 |  | 9.62 | 51 | 51 |  | 60.62 | 60.62
2020-07-24 19:00 | SHORT | SHORT | BALP | 8.15 | 48 | 48 |  | 56.15 | 56.15 |  | 9.34 | 48 | 48 |  | 57.34 | 57.34 |  | 9.62 | 48 | 48 |  | 57.62 | 57.62
2020-07-24 20:00 | SHORT | SHORT | BALP | 8.15 | 43.2 | 43.2 |  | 51.35 | 51.35 |  | 9.34 | 43.2 | 43.2 |  | 52.54 | 52.54 |  | 9.62 | 43.2 | 43.2 |  | 52.82 | 52.82
2020-07-24 21:00 | SHORT | SHORT | BALP | 8.15 | 95 | 95 |  | 103.15 | 103.15 |  | 9.34 | 95 | 95 |  | 104.34 | 104.34 |  | 9.62 | 95 | 95 |  | 104.62 | 104.62
2020-07-24 22:00 | SHORT | SHORT | BALP | 8.15 | 95 | 95 |  | 103.15 | 103.15 |  | 9.34 | 95 | 95 |  | 104.34 | 104.34 |  | 9.62 | 95 | 95 |  | 104.62 | 104.62
2020-07-24 23:00 | SHORT | SHORT | BALP | 8.15 | 43.5 | 43.5 |  | 51.65 | 51.65 |  | 9.34 | 43.5 | 43.5 |  | 52.84 | 52.84 |  | 9.62 | 43.5 | 43.5 |  | 53.12 | 53.12
2020-07-25 | LONG | LONG | BALP | 8.15 | 4.97 |  | 4.97 | -3.18 |  | -3.18 | 9.34 | 4.97 |  | 4.97 | -4.37 |  | -4.37 | 9.62 | 4.97 |  | 4.97 | -4.65 |  | -4.65
2020-07-25 01:00 | LONG | LONG | BALP | 8.15 | 30.03 |  | 30.03 | 21.88 |  | 21.88 | 9.34 | 30.03 |  | 30.03 | 20.69 |  | 20.69 | 9.62 | 30.03 |  | 30.03 | 20.41 |  | 20.41
2020-07-25 02:00 | SHORT | SHORT | BALP | 8.15 | 5.68 | 5.68 |  | 13.83 | 13.83 |  | 9.34 | 5.68 | 5.68 |  | 15.02 | 15.02 |  | 9.62 | 5.68 | 5.68 |  | 15.3 | 15.3
2020-07-25 03:00 | SHORT | SHORT | BALP | 8.15 | 95 | 95 |  | 103.15 | 103.15 |  | 9.34 | 95 | 95 |  | 104.34 | 104.34 |  | 9.62 | 95 | 95 |  | 104.62 | 104.62
2020-07-25 04:00 | SHORT | SHORT | BALP | 8.15 | 5 | 5 |  | 13.15 | 13.15 |  | 9.34 | 5 | 5 |  | 14.34 | 14.34 |  | 9.62 | 5 | 5 |  | 14.62 | 14.62
2020-07-25 05:00 | SHORT | SHORT | BALP | 8.15 | 95 | 95 |  | 103.15 | 103.15 |  | 9.34 | 95 | 95 |  | 104.34 | 104.34 |  | 9.62 | 95 | 95 |  | 104.62 | 104.62
2020-07-25 06:00 | SHORT | SHORT | BALP | 8.15 | 95 | 95 |  | 103.15 | 103.15 |  | 9.34 | 95 | 95 |  | 104.34 | 104.34 |  | 9.62 | 95 | 95 |  | 104.62 | 104.62
2020-07-25 07:00 | SHORT | SHORT | BALP | 8.15 | 95 | 95 |  | 103.15 | 103.15 |  | 9.34 | 95 | 95 |  | 104.34 | 104.34 |  | 9.62 | 95 | 95 |  | 104.62 | 104.62
2020-07-25 08:00 | SHORT | SHORT | BALP | 8.15 | 94 | 94 |  | 102.15 | 102.15 |  | 9.34 | 94 | 94 |  | 103.34 | 103.34 |  | 9.62 | 94 | 94 |  | 103.62 | 103.62
2020-07-25 09:00 | SHORT | SHORT | BALP | 8.15 | 95 | 95 |  | 103.15 | 103.15 |  | 9.34 | 95 | 95 |  | 104.34 | 104.34 |  | 9.62 | 95 | 95 |  | 104.62 | 104.62
2020-07-25 10:00 | SHORT | SHORT | BALP | 8.15 | 80 | 80 |  | 88.15 | 88.15 |  | 9.34 | 80 | 80 |  | 89.34 | 89.34 |  | 9.62 | 80 | 80 |  | 89.62 | 89.62
2020-07-25 11:00 | SHORT | SHORT | BALP | 8.15 | 51.3 | 51.3 |  | 59.45 | 59.45 |  | 9.34 | 51.3 | 51.3 |  | 60.64 | 60.64 |  | 9.62 | 51.3 | 51.3 |  | 60.92 | 60.92
2020-07-25 12:00 | SHORT | SHORT | BALP | 8.15 | 51.3 | 51.3 |  | 59.45 | 59.45 |  | 9.34 | 51.3 | 51.3 |  | 60.64 | 60.64 |  | 9.62 | 51.3 | 51.3 |  | 60.92 | 60.92
2020-07-25 13:00 | SHORT | SHORT | BALP | 8.15 | 66.3 | 66.3 |  | 74.45 | 74.45 |  | 9.34 | 66.3 | 66.3 |  | 75.64 | 75.64 |  | 9.62 | 66.3 | 66.3 |  | 75.92 | 75.92
2020-07-25 14:00 | SHORT | SHORT | BALP | 8.15 | 66.3 | 66.3 |  | 74.45 | 74.45 |  | 9.34 | 66.3 | 66.3 |  | 75.64 | 75.64 |  | 9.62 | 66.3 | 66.3 |  | 75.92 | 75.92
2020-07-25 15:00 | SHORT | SHORT | BALP | 8.15 | 66.3 | 66.3 |  | 74.45 | 74.45 |  | 9.34 | 66.3 | 66.3 |  | 75.64 | 75.64 |  | 9.62 | 66.3 | 66.3 |  | 75.92 | 75.92
2020-07-25 16:00 | SHORT | SHORT | BALP | 8.15 | 66.3 | 66.3 |  | 74.45 | 74.45 |  | 9.34 | 66.3 | 66.3 |  | 75.64 | 75.64 |  | 9.62 | 66.3 | 66.3 |  | 75.92 | 75.92
2020-07-25 17:00 | SHORT | SHORT | BALP | 8.15 | 66.3 | 66.3 |  | 74.45 | 74.45 |  | 9.34 | 66.3 | 66.3 |  | 75.64 | 75.64 |  | 9.62 | 66.3 | 66.3 |  | 75.92 | 75.92
2020-07-25 18:00 | SHORT | SHORT | BALP | 8.15 | 70 | 70 |  | 78.15 | 78.15 |  | 9.34 | 70 | 70 |  | 79.34 | 79.34 |  | 9.62 | 70 | 70 |  | 79.62 | 79.62
2020-07-25 19:00 | SHORT | SHORT | BALP | 8.15 | 84.6 | 84.6 |  | 92.75 | 92.75 |  | 9.34 | 84.6 | 84.6 |  | 93.94 | 93.94 |  | 9.62 | 84.6 | 84.6 |  | 94.22 | 94.22
2020-07-25 20:00 | SHORT | SHORT | BALP | 8.15 | 80 | 80 |  | 88.15 | 88.15 |  | 9.34 | 80 | 80 |  | 89.34 | 89.34 |  | 9.62 | 80 | 80 |  | 89.62 | 89.62
2020-07-25 21:00 | SHORT | SHORT | BALP | 8.15 | 80 | 80 |  | 88.15 | 88.15 |  | 9.34 | 80 | 80 |  | 89.34 | 89.34 |  | 9.62 | 80 | 80 |  | 89.62 | 89.62
2020-07-25 22:00 | SHORT | SHORT | BALP | 8.15 | 70 | 70 |  | 78.15 | 78.15 |  | 9.34 | 70 | 70 |  | 79.34 | 79.34 |  | 9.62 | 70 | 70 |  | 79.62 | 79.62
2020-07-25 23:00 | SHORT | SHORT | BALP | 8.15 | 70 | 70 |  | 78.15 | 78.15 |  | 9.34 | 70 | 70 |  | 79.34 | 79.34 |  | 9.62 | 70 | 70 |  | 79.62 | 79.62
2020-07-26 | SHORT | SHORT | BALP | 8.15 | 70 | 70 |  | 78.15 | 78.15 |  | 9.34 | 70 | 70 |  | 79.34 | 79.34 |  | 9.62 | 70 | 70 |  | 79.62 | 79.62
2020-07-26 01:00 | SHORT | SHORT | BALP | 8.15 | 95 | 95 |  | 103.15 | 103.15 |  | 9.34 | 95 | 95 |  | 104.34 | 104.34 |  | 9.62 | 95 | 95 |  | 104.62 | 104.62
2020-07-26 02:00 | SHORT | SHORT | BALP | 8.15 | 80 | 80 |  | 88.15 | 88.15 |  | 9.34 | 80 | 80 |  | 89.34 | 89.34 |  | 9.62 | 80 | 80 |  | 89.62 | 89.62
2020-07-26 03:00 | SHORT | SHORT | BALP | 8.15 | 69.6 | 69.6 |  | 77.75 | 77.75 |  | 9.34 | 69.6 | 69.6 |  | 78.94 | 78.94 |  | 9.62 | 69.6 | 69.6 |  | 79.22 | 79.22
2020-07-26 04:00 | SHORT | SHORT | BALP | 8.15 | 95 | 95 |  | 103.15 | 103.15 |  | 9.34 | 95 | 95 |  | 104.34 | 104.34 |  | 9.62 | 95 | 95 |  | 104.62 | 104.62
2020-07-26 05:00 | LONG | LONG | VoAA | 8.15 | 48.6 |  | 48.6 | 40.45 |  | 40.45 | 9.34 | 49.6 |  | 49.6 | 40.26 |  | 40.26 | 9.62 | 4.65 |  | 4.65 | -4.97 |  | -4.97
2020-07-26 06:00 | LONG | LONG | VoAA | 8.15 | 48.6 |  | 48.6 | 40.45 |  | 40.45 | 9.34 | 28.33 |  | 28.33 | 18.99 |  | 18.99 | 9.62 | 3.6 |  | 3.6 | -6.02 |  | -6.02
2020-07-26 07:00 | LONG | LONG | VoAA | 8.15 | 1 |  | 1 | -7.15 |  | -7.15 | 9.34 | 5.49 |  | 5.49 | -3.85 |  | -3.85 | 9.62 | 3.06 |  | 3.06 | -6.56 |  | -6.56
2020-07-26 08:00 | LONG | LONG | VoAA | 8.15 | 1 |  | 1 | -7.15 |  | -7.15 | 9.34 | 10.75 |  | 10.75 | 1.41 |  | 1.41 | 9.62 | 4.97 |  | 4.97 | -4.65 |  | -4.65
2020-07-26 09:00 | SHORT | SHORT | BALP | 8.15 | 69.6 | 69.6 |  | 77.75 | 77.75 |  | 9.34 | 69.6 | 69.6 |  | 78.94 | 78.94 |  | 9.62 | 69.6 | 69.6 |  | 79.22 | 79.22
2020-07-26 10:00 | LONG | LONG | BALP | 8.15 | 15.71 |  | 15.71 | 7.56 |  | 7.56 | 9.34 | 15.71 |  | 15.71 | 6.37 |  | 6.37 | 9.62 | 15.71 |  | 15.71 | 6.09 |  | 6.09
2020-07-26 11:00 | LONG | LONG | VoAA | 8.15 | 48.6 |  | 48.6 | 40.45 |  | 40.45 | 9.34 | 46.84 |  | 46.84 | 37.5 |  | 37.5 | 9.62 | 40.05 |  | 40.05 | 30.43 |  | 30.43
2020-07-26 12:00 | LONG | LONG | VoAA | 8.15 | 48.6 |  | 48.6 | 40.45 |  | 40.45 | 9.34 | 46.84 |  | 46.84 | 37.5 |  | 37.5 | 9.62 | 40.08 |  | 40.08 | 30.46 |  | 30.46
2020-07-26 13:00 | LONG | LONG | VoAA | 8.15 | 48.6 |  | 48.6 | 40.45 |  | 40.45 | 9.34 | 46.84 |  | 46.84 | 37.5 |  | 37.5 | 9.62 | 40.08 |  | 40.08 | 30.46 |  | 30.46
2020-07-26 14:00 | LONG | LONG | BALP | 8.15 | 18.07 |  | 18.07 | 9.92 |  | 9.92 | 9.34 | 18.07 |  | 18.07 | 8.73 |  | 8.73 | 9.62 | 18.07 |  | 18.07 | 8.45 |  | 8.45
2020-07-26 15:00 | LONG | LONG | VoAA | 8.15 | 48.6 |  | 48.6 | 40.45 |  | 40.45 | 9.34 | 46.8 |  | 46.8 | 37.46 |  | 37.46 | 9.62 | 40.04 |  | 40.04 | 30.42 |  | 30.42
2020-07-26 16:00 | LONG | LONG | BALP | 8.15 | 0 |  | 0 | -8.15 |  | -8.15 | 9.34 | 0 |  | 0 | -9.34 |  | -9.34 | 9.62 | 0 |  | 0 | -9.62 |  | -9.62
2020-07-26 17:00 | SHORT | SHORT | VoAA | 8.15 | 45.07 | 45.07 |  | 53.22 | 53.22 |  | 9.34 | 46.84 | 46.84 |  | 56.18 | 56.18 |  | 9.62 | 40.06 | 40.06 |  | 49.68 | 49.68
2020-07-26 18:00 | SHORT | SHORT | BALP | 8.15 | 70 | 70 |  | 78.15 | 78.15 |  | 9.34 | 70 | 70 |  | 79.34 | 79.34 |  | 9.62 | 70 | 70 |  | 79.62 | 79.62
2020-07-26 19:00 | SHORT | SHORT | BALP | 8.15 | 70 | 70 |  | 78.15 | 78.15 |  | 9.34 | 70 | 70 |  | 79.34 | 79.34 |  | 9.62 | 70 | 70 |  | 79.62 | 79.62
2020-07-26 20:00 | SHORT | SHORT | BALP | 8.15 | 70 | 70 |  | 78.15 | 78.15 |  | 9.34 | 70 | 70 |  | 79.34 | 79.34 |  | 9.62 | 70 | 70 |  | 79.62 | 79.62
2020-07-26 21:00 | SHORT | SHORT | BALP | 8.15 | 70 | 70 |  | 78.15 | 78.15 |  | 9.34 | 70 | 70 |  | 79.34 | 79.34 |  | 9.62 | 70 | 70 |  | 79.62 | 79.62
2020-07-26 22:00 | SHORT | SHORT | BALP | 8.15 | 70 | 70 |  | 78.15 | 78.15 |  | 9.34 | 70 | 70 |  | 79.34 | 79.34 |  | 9.62 | 70 | 70 |  | 79.62 | 79.62
2020-07-26 23:00 | SHORT | SHORT | BALP | 8.15 | 70 | 70 |  | 78.15 | 78.15 |  | 9.34 | 70 | 70 |  | 79.34 | 79.34 |  | 9.62 | 70 | 70 |  | 79.62 | 79.62
2020-07-27 | LONG | LONG | VoAA | 8.15 | 48.6 |  | 48.6 | 40.45 |  | 40.45 | 9.34 | 27.69 |  | 27.69 | 18.35 |  | 18.35 | 9.62 | 25.56 |  | 25.56 | 15.94 |  | 15.94
2020-07-27 01:00 | LONG | LONG | VoAA | 8.15 | 48.6 |  | 48.6 | 40.45 |  | 40.45 | 9.34 | 27.62 |  | 27.62 | 18.28 |  | 18.28 | 9.62 | 1.77 |  | 1.77 | -7.85 |  | -7.85
2020-07-27 02:00 | LONG | LONG | BALP | 8.15 | -2 |  | -2 | -10.15 |  | -10.15 | 9.34 | -2 |  | -2 | -11.34 |  | -11.34 | 9.62 | -2 |  | -2 | -11.62 |  | -11.62
2020-07-27 03:00 | SHORT | SHORT | BALP | 8.15 | 80 | 80 |  | 88.15 | 88.15 |  | 9.34 | 80 | 80 |  | 89.34 | 89.34 |  | 9.62 | 80 | 80 |  | 89.62 | 89.62
2020-07-27 04:00 | SHORT | SHORT | BALP | 8.15 | 80 | 80 |  | 88.15 | 88.15 |  | 9.34 | 80 | 80 |  | 89.34 | 89.34 |  | 9.62 | 80 | 80 |  | 89.62 | 89.62
2020-07-27 05:00 | SHORT | SHORT | BALP | 8.15 | 93 | 93 |  | 101.15 | 101.15 |  | 9.34 | 93 | 93 |  | 102.34 | 102.34 |  | 9.62 | 93 | 93 |  | 102.62 | 102.62
2020-07-27 06:00 | SHORT | SHORT | BALP | 8.15 | 93 | 93 |  | 101.15 | 101.15 |  | 9.34 | 93 | 93 |  | 102.34 | 102.34 |  | 9.62 | 93 | 93 |  | 102.62 | 102.62
2020-07-27 07:00 | SHORT | SHORT | BALP | 8.15 | 95 | 95 |  | 103.15 | 103.15 |  | 9.34 | 95 | 95 |  | 104.34 | 104.34 |  | 9.62 | 95 | 95 |  | 104.62 | 104.62
2020-07-27 08:00 | SHORT | SHORT | BALP | 8.15 | 95 | 95 |  | 103.15 | 103.15 |  | 9.34 | 95 | 95 |  | 104.34 | 104.34 |  | 9.62 | 95 | 95 |  | 104.62 | 104.62
2020-07-27 09:00 | SHORT | SHORT | BALP | 8.15 | 95 | 95 |  | 103.15 | 103.15 |  | 9.34 | 95 | 95 |  | 104.34 | 104.34 |  | 9.62 | 95 | 95 |  | 104.62 | 104.62
2020-07-27 10:00 | SHORT | SHORT | BALP | 8.15 | 45.3 | 45.3 |  | 53.45 | 53.45 |  | 9.34 | 45.3 | 45.3 |  | 54.64 | 54.64 |  | 9.62 | 45.3 | 45.3 |  | 54.92 | 54.92
2020-07-27 11:00 | SHORT | SHORT | BALP | 8.15 | 43.2 | 43.2 |  | 51.35 | 51.35 |  | 9.34 | 43.2 | 43.2 |  | 52.54 | 52.54 |  | 9.62 | 43.2 | 43.2 |  | 52.82 | 52.82
2020-07-27 12:00 | SHORT | SHORT | BALP | 8.15 | 41.5 | 41.5 |  | 49.65 | 49.65 |  | 9.34 | 41.5 | 41.5 |  | 50.84 | 50.84 |  | 9.62 | 41.5 | 41.5 |  | 51.12 | 51.12
2020-07-27 13:00 | SHORT | SHORT | BALP | 8.15 | 40 | 40 |  | 48.15 | 48.15 |  | 9.34 | 40 | 40 |  | 49.34 | 49.34 |  | 9.62 | 40 | 40 |  | 49.62 | 49.62
2020-07-27 14:00 | SHORT | SHORT | BALP | 8.15 | 95 | 95 |  | 103.15 | 103.15 |  | 9.34 | 95 | 95 |  | 104.34 | 104.34 |  | 9.62 | 95 | 95 |  | 104.62 | 104.62
2020-07-27 15:00 | SHORT | SHORT | BALP | 8.15 | 80 | 80 |  | 88.15 | 88.15 |  | 9.34 | 80 | 80 |  | 89.34 | 89.34 |  | 9.62 | 80 | 80 |  | 89.62 | 89.62
2020-07-27 16:00 | SHORT | SHORT | BALP | 8.15 | 94 | 94 |  | 102.15 | 102.15 |  | 9.34 | 94 | 94 |  | 103.34 | 103.34 |  | 9.62 | 94 | 94 |  | 103.62 | 103.62
2020-07-27 17:00 | SHORT | SHORT | BALP | 8.15 | 40.3 | 40.3 |  | 48.45 | 48.45 |  | 9.34 | 40.3 | 40.3 |  | 49.64 | 49.64 |  | 9.62 | 40.3 | 40.3 |  | 49.92 | 49.92
2020-07-27 18:00 | SHORT | SHORT | BALP | 8.15 | 95 | 95 |  | 103.15 | 103.15 |  | 9.34 | 95 | 95 |  | 104.34 | 104.34 |  | 9.62 | 95 | 95 |  | 104.62 | 104.62
2020-07-27 19:00 | SHORT | SHORT | BALP | 8.15 | 45.1 | 45.1 |  | 53.25 | 53.25 |  | 9.34 | 45.1 | 45.1 |  | 54.44 | 54.44 |  | 9.62 | 45.1 | 45.1 |  | 54.72 | 54.72
2020-07-27 20:00 | SHORT | SHORT | BALP | 8.15 | 46.1 | 46.1 |  | 54.25 | 54.25 |  | 9.34 | 46.1 | 46.1 |  | 55.44 | 55.44 |  | 9.62 | 46.1 | 46.1 |  | 55.72 | 55.72
2020-07-27 21:00 | SHORT | SHORT | BALP | 8.15 | 71.5 | 71.5 |  | 79.65 | 79.65 |  | 9.34 | 71.5 | 71.5 |  | 80.84 | 80.84 |  | 9.62 | 71.5 | 71.5 |  | 81.12 | 81.12
2020-07-27 22:00 | SHORT | SHORT | BALP | 8.15 | 95 | 95 |  | 103.15 | 103.15 |  | 9.34 | 95 | 95 |  | 104.34 | 104.34 |  | 9.62 | 95 | 95 |  | 104.62 | 104.62
2020-07-27 23:00 | SHORT | SHORT | BALP | 8.15 | 77.1 | 77.1 |  | 85.25 | 85.25 |  | 9.34 | 77.1 | 77.1 |  | 86.44 | 86.44 |  | 9.62 | 77.1 | 77.1 |  | 86.72 | 86.72
2020-07-28 | SHORT | SHORT | BALP | 8.15 | 62.1 | 62.1 |  | 70.25 | 70.25 |  | 9.34 | 62.1 | 62.1 |  | 71.44 | 71.44 |  | 9.62 | 62.1 | 62.1 |  | 71.72 | 71.72
2020-07-28 01:00 | SHORT | SHORT | BALP | 8.15 | 45 | 45 |  | 53.15 | 53.15 |  | 9.34 | 45 | 45 |  | 54.34 | 54.34 |  | 9.62 | 45 | 45 |  | 54.62 | 54.62
2020-07-28 02:00 | SHORT | LONG | BALP | 8.15 | 7.55 | 7.55 |  | 15.7 | 15.7 |  | 9.34 | 7.55 | 7.55 |  | 16.89 | 16.89 |  | 9.62 | 4.47 |  | 4.47 | -5.15 |  | -5.15
2020-07-28 03:00 | SHORT | SHORT | VoAA | 8.15 | 43 | 43 |  | 51.15 | 51.15 |  | 9.34 | 21.5 | 21.5 |  | 30.84 | 30.84 |  | 9.62 | 2.55 | 2.55 |  | 12.17 | 12.17
2020-07-28 04:00 | SHORT | SHORT | VoAA | 8.15 | 7.3 | 7.3 |  | 15.45 | 15.45 |  | 9.34 | 3.65 | 3.65 |  | 12.99 | 12.99 |  | 9.62 | 2.25 | 2.25 |  | 11.87 | 11.87
2020-07-28 05:00 | SHORT | SHORT | BALP | 8.15 | 45 | 45 |  | 53.15 | 53.15 |  | 9.34 | 45 | 45 |  | 54.34 | 54.34 |  | 9.62 | 45 | 45 |  | 54.62 | 54.62
2020-07-28 06:00 | SHORT | SHORT | BALP | 8.15 | 45 | 45 |  | 53.15 | 53.15 |  | 9.34 | 45 | 45 |  | 54.34 | 54.34 |  | 9.62 | 45 | 45 |  | 54.62 | 54.62
2020-07-28 07:00 | SHORT | SHORT | BALP | 8.15 | 77 | 77 |  | 85.15 | 85.15 |  | 9.34 | 77 | 77 |  | 86.34 | 86.34 |  | 9.62 | 77 | 77 |  | 86.62 | 86.62
2020-07-28 08:00 | SHORT | SHORT | BALP | 8.15 | 95 | 95 |  | 103.15 | 103.15 |  | 9.34 | 95 | 95 |  | 104.34 | 104.34 |  | 9.62 | 95 | 95 |  | 104.62 | 104.62
2020-07-28 09:00 | SHORT | SHORT | BALP | 8.15 | 70 | 70 |  | 78.15 | 78.15 |  | 9.34 | 70 | 70 |  | 79.34 | 79.34 |  | 9.62 | 70 | 70 |  | 79.62 | 79.62
2020-07-28 10:00 | SHORT | SHORT | BALP | 8.15 | 80 | 80 |  | 88.15 | 88.15 |  | 9.34 | 80 | 80 |  | 89.34 | 89.34 |  | 9.62 | 80 | 80 |  | 89.62 | 89.62
2020-07-28 11:00 | SHORT | SHORT | BALP | 8.15 | 80 | 80 |  | 88.15 | 88.15 |  | 9.34 | 80 | 80 |  | 89.34 | 89.34 |  | 9.62 | 80 | 80 |  | 89.62 | 89.62
2020-07-28 12:00 | SHORT | SHORT | BALP | 8.15 | 80 | 80 |  | 88.15 | 88.15 |  | 9.34 | 80 | 80 |  | 89.34 | 89.34 |  | 9.62 | 80 | 80 |  | 89.62 | 89.62
2020-07-28 13:00 | SHORT | SHORT | BALP | 8.15 | 80 | 80 |  | 88.15 | 88.15 |  | 9.34 | 80 | 80 |  | 89.34 | 89.34 |  | 9.62 | 80 | 80 |  | 89.62 | 89.62
2020-07-28 14:00 | SHORT | SHORT | BALP | 8.15 | 70 | 70 |  | 78.15 | 78.15 |  | 9.34 | 70 | 70 |  | 79.34 | 79.34 |  | 9.62 | 70 | 70 |  | 79.62 | 79.62
2020-07-28 15:00 | SHORT | SHORT | BALP | 8.15 | 70 | 70 |  | 78.15 | 78.15 |  | 9.34 | 70 | 70 |  | 79.34 | 79.34 |  | 9.62 | 70 | 70 |  | 79.62 | 79.62
2020-07-28 16:00 | SHORT | SHORT | BALP | 8.15 | 70 | 70 |  | 78.15 | 78.15 |  | 9.34 | 70 | 70 |  | 79.34 | 79.34 |  | 9.62 | 70 | 70 |  | 79.62 | 79.62
2020-07-28 17:00 | SHORT | SHORT | BALP | 8.15 | 70 | 70 |  | 78.15 | 78.15 |  | 9.34 | 70 | 70 |  | 79.34 | 79.34 |  | 9.62 | 70 | 70 |  | 79.62 | 79.62
2020-07-28 18:00 | SHORT | SHORT | BALP | 8.15 | 70 | 70 |  | 78.15 | 78.15 |  | 9.34 | 70 | 70 |  | 79.34 | 79.34 |  | 9.62 | 70 | 70 |  | 79.62 | 79.62
2020-07-28 19:00 | SHORT | SHORT | BALP | 8.15 | 95 | 95 |  | 103.15 | 103.15 |  | 9.34 | 95 | 95 |  | 104.34 | 104.34 |  | 9.62 | 95 | 95 |  | 104.62 | 104.62
2020-07-28 20:00 | SHORT | SHORT | BALP | 8.15 | 95 | 95 |  | 103.15 | 103.15 |  | 9.34 | 95 | 95 |  | 104.34 | 104.34 |  | 9.62 | 95 | 95 |  | 104.62 | 104.62
2020-07-28 21:00 | SHORT | SHORT | BALP | 8.15 | 69 | 69 |  | 77.15 | 77.15 |  | 9.34 | 69 | 69 |  | 78.34 | 78.34 |  | 9.62 | 69 | 69 |  | 78.62 | 78.62
2020-07-28 22:00 | SHORT | SHORT | BALP | 8.15 | 95 | 95 |  | 103.15 | 103.15 |  | 9.34 | 95 | 95 |  | 104.34 | 104.34 |  | 9.62 | 95 | 95 |  | 104.62 | 104.62
2020-07-28 23:00 | SHORT | SHORT | BALP | 8.15 | 70 | 70 |  | 78.15 | 78.15 |  | 9.34 | 70 | 70 |  | 79.34 | 79.34 |  | 9.62 | 70 | 70 |  | 79.62 | 79.62
2020-07-29 | SHORT | SHORT | BALP | 8.15 | 95 | 95 |  | 103.15 | 103.15 |  | 9.34 | 95 | 95 |  | 104.34 | 104.34 |  | 9.62 | 95 | 95 |  | 104.62 | 104.62
2020-07-29 01:00 | SHORT | SHORT | BALP | 8.15 | 80 | 80 |  | 88.15 | 88.15 |  | 9.34 | 80 | 80 |  | 89.34 | 89.34 |  | 9.62 | 80 | 80 |  | 89.62 | 89.62
2020-07-29 02:00 | SHORT | SHORT | BALP | 8.15 | 45 | 45 |  | 53.15 | 53.15 |  | 9.34 | 45 | 45 |  | 54.34 | 54.34 |  | 9.62 | 45 | 45 |  | 54.62 | 54.62
2020-07-29 03:00 | SHORT | SHORT | BALP | 8.15 | 60.7 | 60.7 |  | 68.85 | 68.85 |  | 9.34 | 60.7 | 60.7 |  | 70.04 | 70.04 |  | 9.62 | 60.7 | 60.7 |  | 70.32 | 70.32
2020-07-29 04:00 | SHORT | LONG | BALP | 8.15 | 50.7 | 50.7 |  | 58.85 | 58.85 |  | 9.34 | 50.7 | 50.7 |  | 60.04 | 60.04 |  | 9.62 | 1.34 |  | 1.34 | -8.28 |  | -8.28
2020-07-29 05:00 | LONG | LONG | VoAA | 8.15 | 0 |  | 0 | -8.15 |  | -8.15 | 9.34 | 10.67 |  | 10.67 | 1.33 |  | 1.33 | 9.62 | 1.27 |  | 1.27 | -8.35 |  | -8.35
2020-07-29 06:00 | LONG | LONG | VoAA | 8.15 | 1 |  | 1 | -7.15 |  | -7.15 | 9.34 | 17.73 |  | 17.73 | 8.39 |  | 8.39 | 9.62 | 16.33 |  | 16.33 | 6.71 |  | 6.71
2020-07-29 07:00 | SHORT | SHORT | BALP | 8.15 | 56 | 56 |  | 64.15 | 64.15 |  | 9.34 | 56 | 56 |  | 65.34 | 65.34 |  | 9.62 | 56 | 56 |  | 65.62 | 65.62
2020-07-29 08:00 | SHORT | SHORT | BALP | 8.15 | 45 | 45 |  | 53.15 | 53.15 |  | 9.34 | 45 | 45 |  | 54.34 | 54.34 |  | 9.62 | 45 | 45 |  | 54.62 | 54.62
2020-07-29 09:00 | LONG | LONG | BALP | 8.15 | 42.22 |  | 42.22 | 34.07 |  | 34.07 | 9.34 | 42.22 |  | 42.22 | 32.88 |  | 32.88 | 9.62 | 42.22 |  | 42.22 | 32.6 |  | 32.6
2020-07-29 10:00 | LONG | LONG | BALP | 8.15 | 18.1 |  | 18.1 | 9.95 |  | 9.95 | 9.34 | 18.1 |  | 18.1 | 8.76 |  | 8.76 | 9.62 | 18.1 |  | 18.1 | 8.48 |  | 8.48
2020-07-29 11:00 | LONG | LONG | BALP | 8.15 | 19.9 |  | 19.9 | 11.75 |  | 11.75 | 9.34 | 19.9 |  | 19.9 | 10.56 |  | 10.56 | 9.62 | 19.9 |  | 19.9 | 10.28 |  | 10.28
2020-07-29 12:00 | LONG | LONG | BALP | 8.15 | 19.9 |  | 19.9 | 11.75 |  | 11.75 | 9.34 | 19.9 |  | 19.9 | 10.56 |  | 10.56 | 9.62 | 19.9 |  | 19.9 | 10.28 |  | 10.28
2020-07-29 13:00 | LONG | LONG | BALP | 8.15 | 19.9 |  | 19.9 | 11.75 |  | 11.75 | 9.34 | 19.9 |  | 19.9 | 10.56 |  | 10.56 | 9.62 | 19.9 |  | 19.9 | 10.28 |  | 10.28
2020-07-29 14:00 | LONG | LONG | VoAA | 8.15 | 33.9 |  | 33.9 | 25.75 |  | 25.75 | 9.34 | 34.9 |  | 34.9 | 25.56 |  | 25.56 | 9.62 | 35.94 |  | 35.94 | 26.32 |  | 26.32
2020-07-29 15:00 | LONG | LONG | BALP | 8.15 | 4.7 |  | 4.7 | -3.45 |  | -3.45 | 9.34 | 4.7 |  | 4.7 | -4.64 |  | -4.64 | 9.62 | 4.7 |  | 4.7 | -4.92 |  | -4.92
2020-07-29 16:00 | SHORT | SHORT | BALP | 8.15 | 32.92 | 32.92 |  | 41.07 | 41.07 |  | 9.34 | 32.92 | 32.92 |  | 42.26 | 42.26 |  | 9.62 | 32.92 | 32.92 |  | 42.54 | 42.54
2020-07-29 17:00 | LONG | LONG | BALP | 8.15 | 27.92 |  | 27.92 | 19.77 |  | 19.77 | 9.34 | 27.92 |  | 27.92 | 18.58 |  | 18.58 | 9.62 | 27.92 |  | 27.92 | 18.3 |  | 18.3
2020-07-29 18:00 | LONG | LONG | BALP | 8.15 | 27.51 |  | 27.51 | 19.36 |  | 19.36 | 9.34 | 27.51 |  | 27.51 | 18.17 |  | 18.17 | 9.62 | 27.51 |  | 27.51 | 17.89 |  | 17.89
2020-07-29 19:00 | LONG | LONG | BALP | 8.15 | 29.9 |  | 29.9 | 21.75 |  | 21.75 | 9.34 | 29.9 |  | 29.9 | 20.56 |  | 20.56 | 9.62 | 29.9 |  | 29.9 | 20.28 |  | 20.28
2020-07-29 20:00 | LONG | LONG | BALP | 8.15 | 18.1 |  | 18.1 | 9.95 |  | 9.95 | 9.34 | 18.1 |  | 18.1 | 8.76 |  | 8.76 | 9.62 | 18.1 |  | 18.1 | 8.48 |  | 8.48
2020-07-29 21:00 | LONG | LONG | BALP | 8.15 | 15 |  | 15 | 6.85 |  | 6.85 | 9.34 | 15 |  | 15 | 5.66 |  | 5.66 | 9.62 | 15 |  | 15 | 5.38 |  | 5.38
2020-07-29 22:00 | LONG | LONG | BALP | 8.15 | 15 |  | 15 | 6.85 |  | 6.85 | 9.34 | 15 |  | 15 | 5.66 |  | 5.66 | 9.62 | 15 |  | 15 | 5.38 |  | 5.38
2020-07-29 23:00 | LONG | LONG | BALP | 8.15 | 28.84 |  | 28.84 | 20.69 |  | 20.69 | 9.34 | 28.84 |  | 28.84 | 19.5 |  | 19.5 | 9.62 | 28.84 |  | 28.84 | 19.22 |  | 19.22
2020-07-30 | LONG | LONG | BALP | 8.15 | 1 |  | 1 | -7.15 |  | -7.15 | 9.34 | 1 |  | 1 | -8.34 |  | -8.34 | 9.62 | 1 |  | 1 | -8.62 |  | -8.62
2020-07-30 01:00 | LONG | LONG | BALP | 8.15 | 1.62 |  | 1.62 | -6.53 |  | -6.53 | 9.34 | 1.62 |  | 1.62 | -7.72 |  | -7.72 | 9.62 | 1.62 |  | 1.62 | -8 |  | -8
2020-07-30 02:00 | LONG | LONG | BALP | 8.15 | 1.45 |  | 1.45 | -6.7 |  | -6.7 | 9.34 | 1.45 |  | 1.45 | -7.89 |  | -7.89 | 9.62 | 1.45 |  | 1.45 | -8.17 |  | -8.17
2020-07-30 03:00 | SHORT | SHORT | BALP | 8.15 | 76.3 | 76.3 |  | 84.45 | 84.45 |  | 9.34 | 76.3 | 76.3 |  | 85.64 | 85.64 |  | 9.62 | 76.3 | 76.3 |  | 85.92 | 85.92
2020-07-30 04:00 | SHORT | SHORT | BALP | 8.15 | 76.3 | 76.3 |  | 84.45 | 84.45 |  | 9.34 | 76.3 | 76.3 |  | 85.64 | 85.64 |  | 9.62 | 76.3 | 76.3 |  | 85.92 | 85.92
2020-07-30 05:00 | SHORT | SHORT | VoAA | 8.15 | 6.43 | 6.43 |  | 14.58 | 14.58 |  | 9.34 | 3.22 | 3.22 |  | 12.56 | 12.56 |  | 9.62 | 0.79 | 0.79 |  | 10.41 | 10.41
2020-07-30 06:00 | SHORT | SHORT | BALP | 8.15 | 95 | 95 |  | 103.15 | 103.15 |  | 9.34 | 95 | 95 |  | 104.34 | 104.34 |  | 9.62 | 95 | 95 |  | 104.62 | 104.62
2020-07-30 07:00 | LONG | LONG | BALP | 8.15 | 4.09 |  | 4.09 | -4.06 |  | -4.06 | 9.34 | 4.09 |  | 4.09 | -5.25 |  | -5.25 | 9.62 | 4.09 |  | 4.09 | -5.53 |  | -5.53
2020-07-30 08:00 | SHORT | SHORT | BALP | 8.15 | 95 | 95 |  | 103.15 | 103.15 |  | 9.34 | 95 | 95 |  | 104.34 | 104.34 |  | 9.62 | 95 | 95 |  | 104.62 | 104.62
2020-07-30 09:00 | SHORT | SHORT | BALP | 8.15 | 95 | 95 |  | 103.15 | 103.15 |  | 9.34 | 95 | 95 |  | 104.34 | 104.34 |  | 9.62 | 95 | 95 |  | 104.62 | 104.62
2020-07-30 10:00 | SHORT | LONG | BALP | 8.15 | 94 | 94 |  | 102.15 | 102.15 |  | 9.34 | 94 | 94 |  | 103.34 | 103.34 |  | 9.62 | 42.79 |  | 42.79 | 33.17 |  | 33.17
2020-07-30 11:00 | LONG | LONG | BALP | 8.15 | 31.94 |  | 31.94 | 23.79 |  | 23.79 | 9.34 | 31.94 |  | 31.94 | 22.6 |  | 22.6 | 9.62 | 31.94 |  | 31.94 | 22.32 |  | 22.32
2020-07-30 12:00 | LONG | LONG | BALP | 8.15 | 18.1 |  | 18.1 | 9.95 |  | 9.95 | 9.34 | 18.1 |  | 18.1 | 8.76 |  | 8.76 | 9.62 | 18.1 |  | 18.1 | 8.48 |  | 8.48
2020-07-30 13:00 | LONG | LONG | BALP | 8.15 | 20.5 |  | 20.5 | 12.35 |  | 12.35 | 9.34 | 20.5 |  | 20.5 | 11.16 |  | 11.16 | 9.62 | 20.5 |  | 20.5 | 10.88 |  | 10.88
2020-07-30 14:00 | LONG | LONG | BALP | 8.15 | 20.5 |  | 20.5 | 12.35 |  | 12.35 | 9.34 | 20.5 |  | 20.5 | 11.16 |  | 11.16 | 9.62 | 20.5 |  | 20.5 | 10.88 |  | 10.88
2020-07-30 15:00 | LONG | LONG | BALP | 8.15 | 42.76 |  | 42.76 | 34.61 |  | 34.61 | 9.34 | 42.76 |  | 42.76 | 33.42 |  | 33.42 | 9.62 | 42.76 |  | 42.76 | 33.14 |  | 33.14
2020-07-30 16:00 | LONG | LONG | VoAA | 8.15 | 34.5 |  | 34.5 | 26.35 |  | 26.35 | 9.34 | 35.5 |  | 35.5 | 26.16 |  | 26.16 | 9.62 | 42.79 |  | 42.79 | 33.17 |  | 33.17
2020-07-30 17:00 | SHORT | SHORT | BALP | 8.15 | 95 | 95 |  | 103.15 | 103.15 |  | 9.34 | 95 | 95 |  | 104.34 | 104.34 |  | 9.62 | 95 | 95 |  | 104.62 | 104.62
2020-07-30 18:00 | SHORT | SHORT | BALP | 8.15 | 95 | 95 |  | 103.15 | 103.15 |  | 9.34 | 95 | 95 |  | 104.34 | 104.34 |  | 9.62 | 95 | 95 |  | 104.62 | 104.62
2020-07-30 19:00 | SHORT | SHORT | BALP | 8.15 | 95 | 95 |  | 103.15 | 103.15 |  | 9.34 | 95 | 95 |  | 104.34 | 104.34 |  | 9.62 | 95 | 95 |  | 104.62 | 104.62
2020-07-30 20:00 | SHORT | LONG | BALP | 8.15 | 95 | 95 |  | 103.15 | 103.15 |  | 9.34 | 95 | 95 |  | 104.34 | 104.34 |  | 9.62 | 42.71 |  | 42.71 | 33.09 |  | 33.09
2020-07-30 21:00 | SHORT | SHORT | BALP | 8.15 | 95 | 95 |  | 103.15 | 103.15 |  | 9.34 | 95 | 95 |  | 104.34 | 104.34 |  | 9.62 | 95 | 95 |  | 104.62 | 104.62
2020-07-30 22:00 | SHORT | SHORT | BALP | 8.15 | 95 | 95 |  | 103.15 | 103.15 |  | 9.34 | 95 | 95 |  | 104.34 | 104.34 |  | 9.62 | 95 | 95 |  | 104.62 | 104.62
2020-07-30 23:00 | LONG | LONG | VoAA | 8.15 | 40.3 |  | 40.3 | 32.15 |  | 32.15 | 9.34 | 28.94 |  | 28.94 | 19.6 |  | 19.6 | 9.62 | 40.06 |  | 40.06 | 30.44 |  | 30.44
2020-07-31 | LONG | LONG | BALP | 8.15 | 12.57 |  | 12.57 | 4.42 |  | 4.42 | 9.34 | 12.57 |  | 12.57 | 3.23 |  | 3.23 | 9.62 | 12.57 |  | 12.57 | 2.95 |  | 2.95
2020-07-31 01:00 | LONG | LONG | BALP | 8.15 | 1.44 |  | 1.44 | -6.71 |  | -6.71 | 9.34 | 1.44 |  | 1.44 | -7.9 |  | -7.9 | 9.62 | 1.44 |  | 1.44 | -8.18 |  | -8.18
2020-07-31 02:00 | LONG | LONG | BALP | 8.15 | 1.89 |  | 1.89 | -6.26 |  | -6.26 | 9.34 | 1.89 |  | 1.89 | -7.45 |  | -7.45 | 9.62 | 1.89 |  | 1.89 | -7.73 |  | -7.73
2020-07-31 03:00 | LONG | LONG | VoAA | 8.15 | 0 |  | 0 | -8.15 |  | -8.15 | 9.34 | 3.16 |  | 3.16 | -6.18 |  | -6.18 | 9.62 | 1.35 |  | 1.35 | -8.27 |  | -8.27
2020-07-31 04:00 | SHORT | SHORT | BALP | 8.15 | 51.7 | 51.7 |  | 59.85 | 59.85 |  | 9.34 | 51.7 | 51.7 |  | 61.04 | 61.04 |  | 9.62 | 51.7 | 51.7 |  | 61.32 | 61.32
2020-07-31 05:00 | LONG | LONG | VoAA | 8.15 | 0 |  | 0 | -8.15 |  | -8.15 | 9.34 | 21.35 |  | 21.35 | 12.01 |  | 12.01 | 9.62 | 1.35 |  | 1.35 | -8.27 |  | -8.27
2020-07-31 06:00 | SHORT | LONG | BALP | 8.15 | 61.7 | 61.7 |  | 69.85 | 69.85 |  | 9.34 | 61.7 | 61.7 |  | 71.04 | 71.04 |  | 9.62 | 20.18 |  | 20.18 | 10.56 |  | 10.56
2020-07-31 07:00 | SHORT | SHORT | BALP | 8.15 | 61.7 | 61.7 |  | 69.85 | 69.85 |  | 9.34 | 61.7 | 61.7 |  | 71.04 | 71.04 |  | 9.62 | 61.7 | 61.7 |  | 71.32 | 71.32
2020-07-31 08:00 | LONG | LONG | BALP | 8.15 | 42.64 |  | 42.64 | 34.49 |  | 34.49 | 9.34 | 42.64 |  | 42.64 | 33.3 |  | 33.3 | 9.62 | 42.64 |  | 42.64 | 33.02 |  | 33.02
2020-07-31 09:00 | LONG | LONG | VoAA | 8.15 | 34.8 |  | 34.8 | 26.65 |  | 26.65 | 9.34 | 35.8 |  | 35.8 | 26.46 |  | 26.46 | 9.62 | 47.11 |  | 47.11 | 37.49 |  | 37.49
2020-07-31 10:00 | LONG | LONG | VoAA | 8.15 | 34.8 |  | 34.8 | 26.65 |  | 26.65 | 9.34 | 35.8 |  | 35.8 | 26.46 |  | 26.46 | 9.62 | 41.53 |  | 41.53 | 31.91 |  | 31.91
2020-07-31 11:00 | SHORT | SHORT | BALP | 8.15 | 94 | 94 |  | 102.15 | 102.15 |  | 9.34 | 94 | 94 |  | 103.34 | 103.34 |  | 9.62 | 94 | 94 |  | 103.62 | 103.62
2020-07-31 12:00 | SHORT | SHORT | BALP | 8.15 | 94 | 94 |  | 102.15 | 102.15 |  | 9.34 | 94 | 94 |  | 103.34 | 103.34 |  | 9.62 | 94 | 94 |  | 103.62 | 103.62
2020-07-31 13:00 | SHORT | LONG | BALP | 8.15 | 45.84 | 45.84 |  | 53.99 | 53.99 |  | 9.34 | 45.84 | 45.84 |  | 55.18 | 55.18 |  | 9.62 | 43.01 |  | 43.01 | 33.39 |  | 33.39
2020-07-31 14:00 | LONG | LONG | BALP | 8.15 | 29.49 |  | 29.49 | 21.34 |  | 21.34 | 9.34 | 29.49 |  | 29.49 | 20.15 |  | 20.15 | 9.62 | 29.49 |  | 29.49 | 19.87 |  | 19.87
2020-07-31 15:00 | LONG | LONG | BALP | 8.15 | 20 |  | 20 | 11.85 |  | 11.85 | 9.34 | 20 |  | 20 | 10.66 |  | 10.66 | 9.62 | 20 |  | 20 | 10.38 |  | 10.38
2020-07-31 16:00 | LONG | LONG | BALP | 8.15 | 4.9 |  | 4.9 | -3.25 |  | -3.25 | 9.34 | 4.9 |  | 4.9 | -4.44 |  | -4.44 | 9.62 | 4.9 |  | 4.9 | -4.72 |  | -4.72
2020-07-31 17:00 | LONG | LONG | BALP | 8.15 | 1 |  | 1 | -7.15 |  | -7.15 | 9.34 | 1 |  | 1 | -8.34 |  | -8.34 | 9.62 | 1 |  | 1 | -8.62 |  | -8.62
2020-07-31 18:00 | LONG | LONG | BALP | 8.15 | 20.8 |  | 20.8 | 12.65 |  | 12.65 | 9.34 | 20.8 |  | 20.8 | 11.46 |  | 11.46 | 9.62 | 20.8 |  | 20.8 | 11.18 |  | 11.18
2020-07-31 19:00 | SHORT | SHORT | VoAA | 8.15 | 36.8 | 36.8 |  | 44.95 | 44.95 |  | 9.34 | 35.8 | 35.8 |  | 45.14 | 45.14 |  | 9.62 | 47.12 | 47.12 |  | 56.74 | 56.74
2020-07-31 20:00 | SHORT | SHORT | BALP | 8.15 | 45.8 | 45.8 |  | 53.95 | 53.95 |  | 9.34 | 45.8 | 45.8 |  | 55.14 | 55.14 |  | 9.62 | 45.8 | 45.8 |  | 55.42 | 55.42
2020-07-31 21:00 | LONG | LONG | BALP | 8.15 | 2.94 |  | 2.94 | -5.21 |  | -5.21 | 9.34 | 2.94 |  | 2.94 | -6.4 |  | -6.4 | 9.62 | 2.94 |  | 2.94 | -6.68 |  | -6.68
2020-07-31 22:00 | LONG | LONG | BALP | 8.15 | 41.53 |  | 41.53 | 33.38 |  | 33.38 | 9.34 | 41.53 |  | 41.53 | 32.19 |  | 32.19 | 9.62 | 41.53 |  | 41.53 | 31.91 |  | 31.91
2020-07-31 23:00 | LONG | LONG | VoAA | 8.15 | 34.8 |  | 34.8 | 26.65 |  | 26.65 | 9.34 | 35.8 |  | 35.8 | 26.46 |  | 26.46 | 9.62 | 43.41 |  | 43.41 | 33.79 |  | 33.79
2020-08-01 | SHORT | LONG | BALP | 9.16 | 36.8 | 36.8 |  | 45.96 | 45.96 |  | 9.74 | 36.8 | 36.8 |  | 46.54 | 46.54 |  | 9.58 | 34.87 |  | 34.87 | 25.29 |  | 25.29
2020-08-01 01:00 | LONG | LONG | BALP | 9.16 | 26.73 |  | 26.73 | 17.57 |  | 17.57 | 9.74 | 26.73 |  | 26.73 | 16.99 |  | 16.99 | 9.58 | 26.73 |  | 26.73 | 17.15 |  | 17.15
2020-08-01 02:00 | LONG | LONG | BALP | 9.16 | 24.01 |  | 24.01 | 14.85 |  | 14.85 | 9.74 | 24.01 |  | 24.01 | 14.27 |  | 14.27 | 9.58 | 24.01 |  | 24.01 | 14.43 |  | 14.43
2020-08-01 03:00 | LONG | LONG | VoAA | 9.16 | 5.7 |  | 5.7 | -3.46 |  | -3.46 | 9.74 | 15.47 |  | 15.47 | 5.73 |  | 5.73 | 9.58 | 23.7 |  | 23.7 | 14.12 |  | 14.12
2020-08-01 04:00 | LONG | LONG | VoAA | 9.16 | 5.7 |  | 5.7 | -3.46 |  | -3.46 | 9.74 | 15.46 |  | 15.46 | 5.72 |  | 5.72 | 9.58 | 20.23 |  | 20.23 | 10.65 |  | 10.65
2020-08-01 05:00 | LONG | LONG | VoAA | 9.16 | 5.7 |  | 5.7 | -3.46 |  | -3.46 | 9.74 | 17.06 |  | 17.06 | 7.32 |  | 7.32 | 9.58 | 20.22 |  | 20.22 | 10.64 |  | 10.64
2020-08-01 06:00 | LONG | LONG | BALP | 9.16 | 23.42 |  | 23.42 | 14.26 |  | 14.26 | 9.74 | 23.42 |  | 23.42 | 13.68 |  | 13.68 | 9.58 | 23.42 |  | 23.42 | 13.84 |  | 13.84
2020-08-01 07:00 | LONG | LONG | BALP | 9.16 | 24.4 |  | 24.4 | 15.24 |  | 15.24 | 9.74 | 24.4 |  | 24.4 | 14.66 |  | 14.66 | 9.58 | 24.4 |  | 24.4 | 14.82 |  | 14.82
2020-08-01 08:00 | LONG | LONG | BALP | 9.16 | 5 |  | 5 | -4.16 |  | -4.16 | 9.74 | 5 |  | 5 | -4.74 |  | -4.74 | 9.58 | 5 |  | 5 | -4.58 |  | -4.58
2020-08-01 09:00 | SHORT | SHORT | VoAA | 9.16 | 39.2 | 39.2 |  | 48.36 | 48.36 |  | 9.74 | 38.2 | 38.2 |  | 47.94 | 47.94 |  | 9.58 | 37.45 | 37.45 |  | 47.03 | 47.03
2020-08-01 10:00 | SHORT | SHORT | BALP | 9.16 | 43.49 | 43.49 |  | 52.65 | 52.65 |  | 9.74 | 43.49 | 43.49 |  | 53.23 | 53.23 |  | 9.58 | 43.49 | 43.49 |  | 53.07 | 53.07
2020-08-01 11:00 | SHORT | SHORT | VoAA | 9.16 | 38.1 | 38.1 |  | 47.26 | 47.26 |  | 9.74 | 37.1 | 37.1 |  | 46.84 | 46.84 |  | 9.58 | 38.49 | 38.49 |  | 48.07 | 48.07
2020-08-01 12:00 | LONG | LONG | VoAA | 9.16 | 36.1 |  | 36.1 | 26.94 |  | 26.94 | 9.74 | 37.1 |  | 37.1 | 27.36 |  | 27.36 | 9.58 | 40.24 |  | 40.24 | 30.66 |  | 30.66
2020-08-01 13:00 | LONG | LONG | BALP | 9.16 | 2.5 |  | 2.5 | -6.66 |  | -6.66 | 9.74 | 2.5 |  | 2.5 | -7.24 |  | -7.24 | 9.58 | 2.5 |  | 2.5 | -7.08 |  | -7.08
2020-08-01 14:00 | LONG | LONG | BALP | 9.16 | 22.1 |  | 22.1 | 12.94 |  | 12.94 | 9.74 | 22.1 |  | 22.1 | 12.36 |  | 12.36 | 9.58 | 22.1 |  | 22.1 | 12.52 |  | 12.52
2020-08-01 15:00 | LONG | LONG | BALP | 9.16 | 22.1 |  | 22.1 | 12.94 |  | 12.94 | 9.74 | 22.1 |  | 22.1 | 12.36 |  | 12.36 | 9.58 | 22.1 |  | 22.1 | 12.52 |  | 12.52
2020-08-01 16:00 | LONG | LONG | BALP | 9.16 | 5 |  | 5 | -4.16 |  | -4.16 | 9.74 | 5 |  | 5 | -4.74 |  | -4.74 | 9.58 | 5 |  | 5 | -4.58 |  | -4.58
2020-08-01 17:00 | LONG | LONG | BALP | 9.16 | 5 |  | 5 | -4.16 |  | -4.16 | 9.74 | 5 |  | 5 | -4.74 |  | -4.74 | 9.58 | 5 |  | 5 | -4.58 |  | -4.58
2020-08-01 18:00 | LONG | LONG | VoAA | 9.16 | 36.1 |  | 36.1 | 26.94 |  | 26.94 | 9.74 | 37.1 |  | 37.1 | 27.36 |  | 27.36 | 9.58 | 43.13 |  | 43.13 | 33.55 |  | 33.55
2020-08-01 19:00 | SHORT | LONG | BALP | 9.16 | 38.43 | 38.43 |  | 47.59 | 47.59 |  | 9.74 | 38.43 | 38.43 |  | 48.17 | 48.17 |  | 9.58 | 38.43 |  | 38.43 | 28.85 |  | 28.85
2020-08-01 20:00 | SHORT | LONG | BALP | 9.16 | 38.78 | 38.78 |  | 47.94 | 47.94 |  | 9.74 | 38.78 | 38.78 |  | 48.52 | 48.52 |  | 9.58 | 38.78 |  | 38.78 | 29.2 |  | 29.2
2020-08-01 21:00 | LONG | LONG | BALP | 9.16 | 2 |  | 2 | -7.16 |  | -7.16 | 9.74 | 2 |  | 2 | -7.74 |  | -7.74 | 9.58 | 2 |  | 2 | -7.58 |  | -7.58
2020-08-01 22:00 | SHORT | SHORT | BALP | 9.16 | 72.7 | 72.7 |  | 81.86 | 81.86 |  | 9.74 | 72.7 | 72.7 |  | 82.44 | 82.44 |  | 9.58 | 72.7 | 72.7 |  | 82.28 | 82.28
2020-08-01 23:00 | LONG | LONG | BALP | 9.16 | 32.7 |  | 32.7 | 23.54 |  | 23.54 | 9.74 | 32.7 |  | 32.7 | 22.96 |  | 22.96 | 9.58 | 32.7 |  | 32.7 | 23.12 |  | 23.12
2020-08-02 | LONG | LONG | VoAA | 9.16 | 36.7 |  | 36.7 | 27.54 |  | 27.54 | 9.74 | 34.36 |  | 34.36 | 24.62 |  | 24.62 | 9.58 | 25.25 |  | 25.25 | 15.67 |  | 15.67
2020-08-02 01:00 | LONG | LONG | VoAA | 9.16 | 36.7 |  | 36.7 | 27.54 |  | 27.54 | 9.74 | 27.33 |  | 27.33 | 17.59 |  | 17.59 | 9.58 | 27.02 |  | 27.02 | 17.44 |  | 17.44
2020-08-02 02:00 | LONG | LONG | BALP | 9.16 | 2.69 |  | 2.69 | -6.47 |  | -6.47 | 9.74 | 2.69 |  | 2.69 | -7.05 |  | -7.05 | 9.58 | 2.69 |  | 2.69 | -6.89 |  | -6.89
2020-08-02 03:00 | LONG | LONG | BALP | 9.16 | 2.82 |  | 2.82 | -6.34 |  | -6.34 | 9.74 | 2.82 |  | 2.82 | -6.92 |  | -6.92 | 9.58 | 2.82 |  | 2.82 | -6.76 |  | -6.76
2020-08-02 04:00 | SHORT | SHORT | BALP | 9.16 | 63.8 | 63.8 |  | 72.96 | 72.96 |  | 9.74 | 63.8 | 63.8 |  | 73.54 | 73.54 |  | 9.58 | 63.8 | 63.8 |  | 73.38 | 73.38
2020-08-02 05:00 | LONG | LONG | BALP | 9.16 | 13.25 |  | 13.25 | 4.09 |  | 4.09 | 9.74 | 13.25 |  | 13.25 | 3.51 |  | 3.51 | 9.58 | 13.25 |  | 13.25 | 3.67 |  | 3.67
2020-08-02 06:00 | LONG | LONG | BALP | 9.16 | 0 |  | 0 | -9.16 |  | -9.16 | 9.74 | 0 |  | 0 | -9.74 |  | -9.74 | 9.58 | 0 |  | 0 | -9.58 |  | -9.58
2020-08-02 07:00 | LONG | LONG | VoAA | 9.16 | 0 |  | 0 | -9.16 |  | -9.16 | 9.74 | 15.23 |  | 15.23 | 5.49 |  | 5.49 | 9.58 | 23.99 |  | 23.99 | 14.41 |  | 14.41
2020-08-02 08:00 | LONG | LONG | BALP | 9.16 | 0 |  | 0 | -9.16 |  | -9.16 | 9.74 | 0 |  | 0 | -9.74 |  | -9.74 | 9.58 | 0 |  | 0 | -9.58 |  | -9.58
2020-08-02 09:00 | LONG | LONG | VoAA | 9.16 | -2.06 |  | -2.06 | -11.22 |  | -11.22 | 9.74 | 16.99 |  | 16.99 | 7.25 |  | 7.25 | 9.58 | 27.49 |  | 27.49 | 17.91 |  | 17.91
2020-08-02 10:00 | LONG | LONG | VoAA | 9.16 | -2.06 |  | -2.06 | -11.22 |  | -11.22 | 9.74 | 18.02 |  | 18.02 | 8.28 |  | 8.28 | 9.58 | 31.04 |  | 31.04 | 21.46 |  | 21.46
2020-08-02 11:00 | SHORT | SHORT | VoAA | 9.16 | 42.78 | 42.78 |  | 51.94 | 51.94 |  | 9.74 | 20.36 | 20.36 |  | 30.1 | 30.1 |  | 9.58 | 33.09 | 33.09 |  | 42.67 | 42.67
2020-08-02 12:00 | LONG | LONG | VoAA | 9.16 | -2.06 |  | -2.06 | -11.22 |  | -11.22 | 9.74 | 17.55 |  | 17.55 | 7.81 |  | 7.81 | 9.58 | 37.78 |  | 37.78 | 28.2 |  | 28.2
2020-08-02 13:00 | LONG | LONG | BALP | 9.16 | 32.15 |  | 32.15 | 22.99 |  | 22.99 | 9.74 | 32.15 |  | 32.15 | 22.41 |  | 22.41 | 9.58 | 32.15 |  | 32.15 | 22.57 |  | 22.57
2020-08-02 14:00 | LONG | LONG | VoAA | 9.16 | -2.06 |  | -2.06 | -11.22 |  | -11.22 | 9.74 | 17.93 |  | 17.93 | 8.19 |  | 8.19 | 9.58 | 30.7 |  | 30.7 | 21.12 |  | 21.12
2020-08-02 15:00 | LONG | LONG | VoAA | 9.16 | -2.06 |  | -2.06 | -11.22 |  | -11.22 | 9.74 | 18.53 |  | 18.53 | 8.79 |  | 8.79 | 9.58 | 32.92 |  | 32.92 | 23.34 |  | 23.34
2020-08-02 16:00 | SHORT | SHORT | VoAA | 9.16 | 38.6 | 38.6 |  | 47.76 | 47.76 |  | 9.74 | 37.6 | 37.6 |  | 47.34 | 47.34 |  | 9.58 | 34.11 | 34.11 |  | 43.69 | 43.69
2020-08-02 17:00 | SHORT | SHORT | VoAA | 9.16 | 37.5 | 37.5 |  | 46.66 | 46.66 |  | 9.74 | 37.05 | 37.05 |  | 46.79 | 46.79 |  | 9.58 | 35.04 | 35.04 |  | 44.62 | 44.62
2020-08-02 18:00 | SHORT | SHORT | BALP | 9.16 | 50.72 | 50.72 |  | 59.88 | 59.88 |  | 9.74 | 50.72 | 50.72 |  | 60.46 | 60.46 |  | 9.58 | 50.72 | 50.72 |  | 60.3 | 60.3
2020-08-02 19:00 | SHORT | SHORT | BALP | 9.16 | 72.6 | 72.6 |  | 81.76 | 81.76 |  | 9.74 | 72.6 | 72.6 |  | 82.34 | 82.34 |  | 9.58 | 72.6 | 72.6 |  | 82.18 | 82.18
2020-08-02 20:00 | SHORT | SHORT | BALP | 9.16 | 95 | 95 |  | 104.16 | 104.16 |  | 9.74 | 95 | 95 |  | 104.74 | 104.74 |  | 9.58 | 95 | 95 |  | 104.58 | 104.58
2020-08-02 21:00 | SHORT | SHORT | BALP | 9.16 | 50 | 50 |  | 59.16 | 59.16 |  | 9.74 | 50 | 50 |  | 59.74 | 59.74 |  | 9.58 | 50 | 50 |  | 59.58 | 59.58
2020-08-02 22:00 | SHORT | SHORT | BALP | 9.16 | 80 | 80 |  | 89.16 | 89.16 |  | 9.74 | 80 | 80 |  | 89.74 | 89.74 |  | 9.58 | 80 | 80 |  | 89.58 | 89.58
2020-08-02 23:00 | SHORT | SHORT | BALP | 9.16 | 72.6 | 72.6 |  | 81.76 | 81.76 |  | 9.74 | 72.6 | 72.6 |  | 82.34 | 82.34 |  | 9.58 | 72.6 | 72.6 |  | 82.18 | 82.18
2020-08-03 | SHORT | SHORT | BALP | 9.16 | 94 | 94 |  | 103.16 | 103.16 |  | 9.74 | 94 | 94 |  | 103.74 | 103.74 |  | 9.58 | 94 | 94 |  | 103.58 | 103.58
2020-08-03 01:00 | LONG | LONG | VoAA | 9.16 | 38.4 |  | 38.4 | 29.24 |  | 29.24 | 9.74 | 39.4 |  | 39.4 | 29.66 |  | 29.66 | 9.58 | 26.46 |  | 26.46 | 16.88 |  | 16.88
2020-08-03 02:00 | LONG | LONG | VoAA | 9.16 | 7.93 |  | 7.93 | -1.23 |  | -1.23 | 9.74 | 17.98 |  | 17.98 | 8.24 |  | 8.24 | 9.58 | 23.07 |  | 23.07 | 13.49 |  | 13.49
2020-08-03 03:00 | LONG | LONG | VoAA | 9.16 | 7.93 |  | 7.93 | -1.23 |  | -1.23 | 9.74 | 17.97 |  | 17.97 | 8.23 |  | 8.23 | 9.58 | 23.02 |  | 23.02 | 13.44 |  | 13.44
2020-08-03 04:00 | LONG | LONG | VoAA | 9.16 | 7.93 |  | 7.93 | -1.23 |  | -1.23 | 9.74 | 18 |  | 18 | 8.26 |  | 8.26 | 9.58 | 23.01 |  | 23.01 | 13.43 |  | 13.43
2020-08-03 05:00 | SHORT | SHORT | BALP | 9.16 | 60 | 60 |  | 69.16 | 69.16 |  | 9.74 | 60 | 60 |  | 69.74 | 69.74 |  | 9.58 | 60 | 60 |  | 69.58 | 69.58
2020-08-03 06:00 | LONG | LONG | BALP | 9.16 | 0 |  | 0 | -9.16 |  | -9.16 | 9.74 | 0 |  | 0 | -9.74 |  | -9.74 | 9.58 | 0 |  | 0 | -9.58 |  | -9.58
2020-08-03 07:00 | LONG | LONG | VoAA | 9.16 | 37.7 |  | 37.7 | 28.54 |  | 28.54 | 9.74 | 41.34 |  | 41.34 | 31.6 |  | 31.6 | 9.58 | 38.4 |  | 38.4 | 28.82 |  | 28.82
2020-08-03 08:00 | SHORT | SHORT | BALP | 9.16 | 95 | 95 |  | 104.16 | 104.16 |  | 9.74 | 95 | 95 |  | 104.74 | 104.74 |  | 9.58 | 95 | 95 |  | 104.58 | 104.58
2020-08-03 09:00 | SHORT | SHORT | BALP | 9.16 | 95 | 95 |  | 104.16 | 104.16 |  | 9.74 | 95 | 95 |  | 104.74 | 104.74 |  | 9.58 | 95 | 95 |  | 104.58 | 104.58
2020-08-03 10:00 | SHORT | SHORT | BALP | 9.16 | 95 | 95 |  | 104.16 | 104.16 |  | 9.74 | 95 | 95 |  | 104.74 | 104.74 |  | 9.58 | 95 | 95 |  | 104.58 | 104.58
2020-08-03 11:00 | SHORT | SHORT | BALP | 9.16 | 95 | 95 |  | 104.16 | 104.16 |  | 9.74 | 95 | 95 |  | 104.74 | 104.74 |  | 9.58 | 95 | 95 |  | 104.58 | 104.58
2020-08-03 12:00 | SHORT | SHORT | BALP | 9.16 | 95 | 95 |  | 104.16 | 104.16 |  | 9.74 | 95 | 95 |  | 104.74 | 104.74 |  | 9.58 | 95 | 95 |  | 104.58 | 104.58
2020-08-03 13:00 | SHORT | SHORT | BALP | 9.16 | 57.3 | 57.3 |  | 66.46 | 66.46 |  | 9.74 | 57.3 | 57.3 |  | 67.04 | 67.04 |  | 9.58 | 57.3 | 57.3 |  | 66.88 | 66.88
2020-08-03 14:00 | SHORT | SHORT | BALP | 9.16 | 52.8 | 52.8 |  | 61.96 | 61.96 |  | 9.74 | 52.8 | 52.8 |  | 62.54 | 62.54 |  | 9.58 | 52.8 | 52.8 |  | 62.38 | 62.38
2020-08-03 15:00 | SHORT | LONG | BALP | 9.16 | 47.8 | 47.8 |  | 56.96 | 56.96 |  | 9.74 | 47.8 | 47.8 |  | 57.54 | 57.54 |  | 9.58 | 47.8 |  | 47.8 | 38.22 |  | 38.22
2020-08-03 16:00 | SHORT | SHORT | BALP | 9.16 | 50.02 | 50.02 |  | 59.18 | 59.18 |  | 9.74 | 50.02 | 50.02 |  | 59.76 | 59.76 |  | 9.58 | 50.02 | 50.02 |  | 59.6 | 59.6
2020-08-03 17:00 | SHORT | SHORT | BALP | 9.16 | 95 | 95 |  | 104.16 | 104.16 |  | 9.74 | 95 | 95 |  | 104.74 | 104.74 |  | 9.58 | 95 | 95 |  | 104.58 | 104.58
2020-08-03 18:00 | SHORT | SHORT | BALP | 9.16 | 95 | 95 |  | 104.16 | 104.16 |  | 9.74 | 95 | 95 |  | 104.74 | 104.74 |  | 9.58 | 95 | 95 |  | 104.58 | 104.58
2020-08-03 19:00 | SHORT | SHORT | BALP | 9.16 | 95 | 95 |  | 104.16 | 104.16 |  | 9.74 | 95 | 95 |  | 104.74 | 104.74 |  | 9.58 | 95 | 95 |  | 104.58 | 104.58
2020-08-03 20:00 | SHORT | SHORT | BALP | 9.16 | 49.9 | 49.9 |  | 59.06 | 59.06 |  | 9.74 | 49.9 | 49.9 |  | 59.64 | 59.64 |  | 9.58 | 49.9 | 49.9 |  | 59.48 | 59.48
2020-08-03 21:00 | SHORT | SHORT | BALP | 9.16 | 94 | 94 |  | 103.16 | 103.16 |  | 9.74 | 94 | 94 |  | 103.74 | 103.74 |  | 9.58 | 94 | 94 |  | 103.58 | 103.58
2020-08-03 22:00 | SHORT | SHORT | BALP | 9.16 | 40.7 | 40.7 |  | 49.86 | 49.86 |  | 9.74 | 40.7 | 40.7 |  | 50.44 | 50.44 |  | 9.58 | 40.7 | 40.7 |  | 50.28 | 50.28
2020-08-03 23:00 | SHORT | SHORT | BALP | 9.16 | 40.02 | 40.02 |  | 49.18 | 49.18 |  | 9.74 | 40.02 | 40.02 |  | 49.76 | 49.76 |  | 9.58 | 40.02 | 40.02 |  | 49.6 | 49.6
2020-08-04 | LONG | LONG | VoAA | 9.16 | 47.9 |  | 47.9 | 38.74 |  | 38.74 | 9.74 | 28.53 |  | 28.53 | 18.79 |  | 18.79 | 9.58 | 33.51 |  | 33.51 | 23.93 |  | 23.93
2020-08-04 01:00 | LONG | LONG | BALP | 9.16 | 30.84 |  | 30.84 | 21.68 |  | 21.68 | 9.74 | 30.84 |  | 30.84 | 21.1 |  | 21.1 | 9.58 | 30.84 |  | 30.84 | 21.26 |  | 21.26
2020-08-04 02:00 | SHORT | SHORT | VoAA | 9.16 | 8.89 | 8.89 |  | 18.05 | 18.05 |  | 9.74 | 8.3 | 8.3 |  | 18.04 | 18.04 |  | 9.58 | 4.18 | 4.18 |  | 13.76 | 13.76
2020-08-04 03:00 | SHORT | SHORT | BALP | 9.16 | 3.89 | 3.89 |  | 13.05 | 13.05 |  | 9.74 | 3.89 | 3.89 |  | 13.63 | 13.63 |  | 9.58 | 3.89 | 3.89 |  | 13.47 | 13.47
2020-08-04 04:00 | SHORT | SHORT | BALP | 9.16 | 4.24 | 4.24 |  | 13.4 | 13.4 |  | 9.74 | 4.24 | 4.24 |  | 13.98 | 13.98 |  | 9.58 | 4.24 | 4.24 |  | 13.82 | 13.82
2020-08-04 05:00 | SHORT | SHORT | BALP | 9.16 | 13.91 | 13.91 |  | 23.07 | 23.07 |  | 9.74 | 13.91 | 13.91 |  | 23.65 | 23.65 |  | 9.58 | 13.91 | 13.91 |  | 23.49 | 23.49
2020-08-04 06:00 | LONG | LONG | VoAA | 9.16 | 40.6 |  | 40.6 | 31.44 |  | 31.44 | 9.74 | 41.6 |  | 41.6 | 31.86 |  | 31.86 | 9.58 | 28.35 |  | 28.35 | 18.77 |  | 18.77
2020-08-04 07:00 | SHORT | SHORT | BALP | 9.16 | 94 | 94 |  | 103.16 | 103.16 |  | 9.74 | 94 | 94 |  | 103.74 | 103.74 |  | 9.58 | 94 | 94 |  | 103.58 | 103.58
2020-08-04 08:00 | SHORT | SHORT | BALP | 9.16 | 65 | 65 |  | 74.16 | 74.16 |  | 9.74 | 65 | 65 |  | 74.74 | 74.74 |  | 9.58 | 65 | 65 |  | 74.58 | 74.58
2020-08-04 09:00 | SHORT | SHORT | BALP | 9.16 | 65 | 65 |  | 74.16 | 74.16 |  | 9.74 | 65 | 65 |  | 74.74 | 74.74 |  | 9.58 | 65 | 65 |  | 74.58 | 74.58
2020-08-04 10:00 | SHORT | SHORT | BALP | 9.16 | 94 | 94 |  | 103.16 | 103.16 |  | 9.74 | 94 | 94 |  | 103.74 | 103.74 |  | 9.58 | 94 | 94 |  | 103.58 | 103.58
2020-08-04 11:00 | SHORT | SHORT | BALP | 9.16 | 94 | 94 |  | 103.16 | 103.16 |  | 9.74 | 94 | 94 |  | 103.74 | 103.74 |  | 9.58 | 94 | 94 |  | 103.58 | 103.58
2020-08-04 12:00 | SHORT | SHORT | BALP | 9.16 | 94 | 94 |  | 103.16 | 103.16 |  | 9.74 | 94 | 94 |  | 103.74 | 103.74 |  | 9.58 | 94 | 94 |  | 103.58 | 103.58
2020-08-04 13:00 | SHORT | SHORT | BALP | 9.16 | 94 | 94 |  | 103.16 | 103.16 |  | 9.74 | 94 | 94 |  | 103.74 | 103.74 |  | 9.58 | 94 | 94 |  | 103.58 | 103.58
2020-08-04 14:00 | SHORT | SHORT | BALP | 9.16 | 94 | 94 |  | 103.16 | 103.16 |  | 9.74 | 94 | 94 |  | 103.74 | 103.74 |  | 9.58 | 94 | 94 |  | 103.58 | 103.58
2020-08-04 15:00 | SHORT | SHORT | BALP | 9.16 | 94 | 94 |  | 103.16 | 103.16 |  | 9.74 | 94 | 94 |  | 103.74 | 103.74 |  | 9.58 | 94 | 94 |  | 103.58 | 103.58
2020-08-04 16:00 | SHORT | SHORT | BALP | 9.16 | 94 | 94 |  | 103.16 | 103.16 |  | 9.74 | 94 | 94 |  | 103.74 | 103.74 |  | 9.58 | 94 | 94 |  | 103.58 | 103.58
2020-08-04 17:00 | SHORT | SHORT | BALP | 9.16 | 94 | 94 |  | 103.16 | 103.16 |  | 9.74 | 94 | 94 |  | 103.74 | 103.74 |  | 9.58 | 94 | 94 |  | 103.58 | 103.58
2020-08-04 18:00 | SHORT | SHORT | BALP | 9.16 | 94 | 94 |  | 103.16 | 103.16 |  | 9.74 | 94 | 94 |  | 103.74 | 103.74 |  | 9.58 | 94 | 94 |  | 103.58 | 103.58
2020-08-04 19:00 | SHORT | SHORT | BALP | 9.16 | 94 | 94 |  | 103.16 | 103.16 |  | 9.74 | 94 | 94 |  | 103.74 | 103.74 |  | 9.58 | 94 | 94 |  | 103.58 | 103.58
2020-08-04 20:00 | SHORT | SHORT | BALP | 9.16 | 94 | 94 |  | 103.16 | 103.16 |  | 9.74 | 94 | 94 |  | 103.74 | 103.74 |  | 9.58 | 94 | 94 |  | 103.58 | 103.58
2020-08-04 21:00 | SHORT | SHORT | BALP | 9.16 | 70 | 70 |  | 79.16 | 79.16 |  | 9.74 | 70 | 70 |  | 79.74 | 79.74 |  | 9.58 | 70 | 70 |  | 79.58 | 79.58
2020-08-04 22:00 | LONG | LONG | BALP | 9.16 | 40.17 |  | 40.17 | 31.01 |  | 31.01 | 9.74 | 40.17 |  | 40.17 | 30.43 |  | 30.43 | 9.58 | 40.17 |  | 40.17 | 30.59 |  | 30.59
2020-08-04 23:00 | LONG | LONG | BALP | 9.16 | 30.8 |  | 30.8 | 21.64 |  | 21.64 | 9.74 | 30.8 |  | 30.8 | 21.06 |  | 21.06 | 9.58 | 30.8 |  | 30.8 | 21.22 |  | 21.22
2020-08-05 | LONG | LONG | BALP | 9.16 | 30.8 |  | 30.8 | 21.64 |  | 21.64 | 9.74 | 30.8 |  | 30.8 | 21.06 |  | 21.06 | 9.58 | 30.8 |  | 30.8 | 21.22 |  | 21.22
2020-08-05 01:00 | SHORT | SHORT | VoAA | 9.16 | 32.01 | 32.01 |  | 41.17 | 41.17 |  | 9.74 | 33.61 | 33.61 |  | 43.35 | 43.35 |  | 9.58 | 31.27 | 31.27 |  | 40.85 | 40.85
2020-08-05 02:00 | SHORT | SHORT | BALP | 9.16 | 45 | 45 |  | 54.16 | 54.16 |  | 9.74 | 45 | 45 |  | 54.74 | 54.74 |  | 9.58 | 45 | 45 |  | 54.58 | 54.58
2020-08-05 03:00 | SHORT | SHORT | VoAA | 9.16 | 42 | 42 |  | 51.16 | 51.16 |  | 9.74 | 21.18 | 21.18 |  | 30.92 | 30.92 |  | 9.58 | 22.95 | 22.95 |  | 32.53 | 32.53
2020-08-05 04:00 | SHORT | SHORT | BALP | 9.16 | 45 | 45 |  | 54.16 | 54.16 |  | 9.74 | 45 | 45 |  | 54.74 | 54.74 |  | 9.58 | 45 | 45 |  | 54.58 | 54.58
2020-08-05 05:00 | SHORT | LONG | BALP | 9.16 | 45 | 45 |  | 54.16 | 54.16 |  | 9.74 | 45 | 45 |  | 54.74 | 54.74 |  | 9.58 | 24.26 |  | 24.26 | 14.68 |  | 14.68
2020-08-05 06:00 | LONG | LONG | VoAA | 9.16 | 0 |  | 0 | -9.16 |  | -9.16 | 9.74 | 21 |  | 21 | 11.26 |  | 11.26 | 9.58 | 36.48 |  | 36.48 | 26.9 |  | 26.9
2020-08-05 07:00 | SHORT | LONG | BALP | 9.16 | 52.08 | 52.08 |  | 61.24 | 61.24 |  | 9.74 | 52.08 | 52.08 |  | 61.82 | 61.82 |  | 9.58 | 51.08 |  | 51.08 | 41.5 |  | 41.5
2020-08-05 08:00 | LONG | LONG | VoAA | 9.16 | 34.2 |  | 34.2 | 25.04 |  | 25.04 | 9.74 | 43.98 |  | 43.98 | 34.24 |  | 34.24 | 9.58 | 52.76 |  | 52.76 | 43.18 |  | 43.18
2020-08-05 09:00 | LONG | LONG | VoAA | 9.16 | 34.2 |  | 34.2 | 25.04 |  | 25.04 | 9.74 | 46.8 |  | 46.8 | 37.06 |  | 37.06 | 9.58 | 58.4 |  | 58.4 | 48.82 |  | 48.82
2020-08-05 10:00 | LONG | LONG | BALP | 9.16 | 22 |  | 22 | 12.84 |  | 12.84 | 9.74 | 22 |  | 22 | 12.26 |  | 12.26 | 9.58 | 22 |  | 22 | 12.42 |  | 12.42
2020-08-05 11:00 | LONG | LONG | BALP | 9.16 | 10 |  | 10 | 0.84 |  | 0.84 | 9.74 | 10 |  | 10 | 0.26 |  | 0.26 | 9.58 | 10 |  | 10 | 0.42 |  | 0.42
2020-08-05 12:00 | LONG | LONG | BALP | 9.16 | 22 |  | 22 | 12.84 |  | 12.84 | 9.74 | 22 |  | 22 | 12.26 |  | 12.26 | 9.58 | 22 |  | 22 | 12.42 |  | 12.42
2020-08-05 13:00 | SHORT | SHORT | BALP | 9.16 | 95 | 95 |  | 104.16 | 104.16 |  | 9.74 | 95 | 95 |  | 104.74 | 104.74 |  | 9.58 | 95 | 95 |  | 104.58 | 104.58
2020-08-05 14:00 | SHORT | SHORT | BALP | 9.16 | 95 | 95 |  | 104.16 | 104.16 |  | 9.74 | 95 | 95 |  | 104.74 | 104.74 |  | 9.58 | 95 | 95 |  | 104.58 | 104.58
2020-08-05 15:00 | SHORT | SHORT | BALP | 9.16 | 55.2 | 55.2 |  | 64.36 | 64.36 |  | 9.74 | 55.2 | 55.2 |  | 64.94 | 64.94 |  | 9.58 | 55.2 | 55.2 |  | 64.78 | 64.78
2020-08-05 16:00 | LONG | LONG | VoAA | 9.16 | 34.2 |  | 34.2 | 25.04 |  | 25.04 | 9.74 | 35.2 |  | 35.2 | 25.46 |  | 25.46 | 9.58 | 44.87 |  | 44.87 | 35.29 |  | 35.29
2020-08-05 17:00 | LONG | LONG | VoAA | 9.16 | 34.2 |  | 34.2 | 25.04 |  | 25.04 | 9.74 | 35.2 |  | 35.2 | 25.46 |  | 25.46 | 9.58 | 43.77 |  | 43.77 | 34.19 |  | 34.19
2020-08-05 18:00 | SHORT | SHORT | BALP | 9.16 | 47 | 47 |  | 56.16 | 56.16 |  | 9.74 | 47 | 47 |  | 56.74 | 56.74 |  | 9.58 | 47 | 47 |  | 56.58 | 56.58
2020-08-05 19:00 | LONG | LONG | VoAA | 9.16 | 35.2 |  | 35.2 | 26.04 |  | 26.04 | 9.74 | 36.2 |  | 36.2 | 26.46 |  | 26.46 | 9.58 | 43.77 |  | 43.77 | 34.19 |  | 34.19
2020-08-05 20:00 | SHORT | SHORT | VoAA | 9.16 | 35.63 | 35.63 |  | 44.79 | 44.79 |  | 9.74 | 28.82 | 28.82 |  | 38.56 | 38.56 |  | 9.58 | 46.89 | 46.89 |  | 56.47 | 56.47
2020-08-05 21:00 | SHORT | SHORT | BALP | 9.16 | 69.3 | 69.3 |  | 78.46 | 78.46 |  | 9.74 | 69.3 | 69.3 |  | 79.04 | 79.04 |  | 9.58 | 69.3 | 69.3 |  | 78.88 | 78.88
2020-08-05 22:00 | SHORT | SHORT | BALP | 9.16 | 93 | 93 |  | 102.16 | 102.16 |  | 9.74 | 93 | 93 |  | 102.74 | 102.74 |  | 9.58 | 93 | 93 |  | 102.58 | 102.58
2020-08-05 23:00 | SHORT | SHORT | BALP | 9.16 | 95 | 95 |  | 104.16 | 104.16 |  | 9.74 | 95 | 95 |  | 104.74 | 104.74 |  | 9.58 | 95 | 95 |  | 104.58 | 104.58
2020-08-06 | LONG | LONG | BALP | 9.16 | 1 |  | 1 | -8.16 |  | -8.16 | 9.74 | 1 |  | 1 | -8.74 |  | -8.74 | 9.58 | 1 |  | 1 | -8.58 |  | -8.58
2020-08-06 01:00 | LONG | LONG | VoAA | 9.16 | 0 |  | 0 | -9.16 |  | -9.16 | 9.74 | 12.4 |  | 12.4 | 2.66 |  | 2.66 | 9.58 | 21.7 |  | 21.7 | 12.12 |  | 12.12
2020-08-06 02:00 | LONG | LONG | BALP | 9.16 | 21.96 |  | 21.96 | 12.8 |  | 12.8 | 9.74 | 21.96 |  | 21.96 | 12.22 |  | 12.22 | 9.58 | 21.96 |  | 21.96 | 12.38 |  | 12.38
2020-08-06 03:00 | LONG | LONG | BALP | 9.16 | 21.76 |  | 21.76 | 12.6 |  | 12.6 | 9.74 | 21.76 |  | 21.76 | 12.02 |  | 12.02 | 9.58 | 21.76 |  | 21.76 | 12.18 |  | 12.18
2020-08-06 04:00 | LONG | LONG | VoAA | 9.16 | 0 |  | 0 | -9.16 |  | -9.16 | 9.74 | 14.24 |  | 14.24 | 4.5 |  | 4.5 | 9.58 | 20.69 |  | 20.69 | 11.11 |  | 11.11
2020-08-06 05:00 | SHORT | LONG | BALP | 9.16 | 23.48 | 23.48 |  | 32.64 | 32.64 |  | 9.74 | 23.48 | 23.48 |  | 33.22 | 33.22 |  | 9.58 | 23.48 |  | 23.48 | 13.9 |  | 13.9
2020-08-06 06:00 | LONG | LONG | VoAA | 9.16 | 35.2 |  | 35.2 | 26.04 |  | 26.04 | 9.74 | 36.2 |  | 36.2 | 26.46 |  | 26.46 | 9.58 | 27.06 |  | 27.06 | 17.48 |  | 17.48
2020-08-06 07:00 | SHORT | SHORT | BALP | 9.16 | 44 | 44 |  | 53.16 | 53.16 |  | 9.74 | 44 | 44 |  | 53.74 | 53.74 |  | 9.58 | 44 | 44 |  | 53.58 | 53.58
2020-08-06 08:00 | SHORT | SHORT | BALP | 9.16 | 52.2 | 52.2 |  | 61.36 | 61.36 |  | 9.74 | 52.2 | 52.2 |  | 61.94 | 61.94 |  | 9.58 | 52.2 | 52.2 |  | 61.78 | 61.78
2020-08-06 09:00 | SHORT | SHORT | BALP | 9.16 | 67.1 | 67.1 |  | 76.26 | 76.26 |  | 9.74 | 67.1 | 67.1 |  | 76.84 | 76.84 |  | 9.58 | 67.1 | 67.1 |  | 76.68 | 76.68
2020-08-06 10:00 | LONG | LONG | BALP | 9.16 | 56.93 |  | 56.93 | 47.77 |  | 47.77 | 9.74 | 56.93 |  | 56.93 | 47.19 |  | 47.19 | 9.58 | 56.93 |  | 56.93 | 47.35 |  | 47.35
2020-08-06 11:00 | SHORT | SHORT | BALP | 9.16 | 67.8 | 67.8 |  | 76.96 | 76.96 |  | 9.74 | 67.8 | 67.8 |  | 77.54 | 77.54 |  | 9.58 | 67.8 | 67.8 |  | 77.38 | 77.38
2020-08-06 12:00 | SHORT | SHORT | BALP | 9.16 | 74 | 74 |  | 83.16 | 83.16 |  | 9.74 | 74 | 74 |  | 83.74 | 83.74 |  | 9.58 | 74 | 74 |  | 83.58 | 83.58
2020-08-06 13:00 | SHORT | SHORT | BALP | 9.16 | 74.53 | 74.53 |  | 83.69 | 83.69 |  | 9.74 | 74.53 | 74.53 |  | 84.27 | 84.27 |  | 9.58 | 74.53 | 74.53 |  | 84.11 | 84.11
2020-08-06 14:00 | SHORT | SHORT | BALP | 9.16 | 74 | 74 |  | 83.16 | 83.16 |  | 9.74 | 74 | 74 |  | 83.74 | 83.74 |  | 9.58 | 74 | 74 |  | 83.58 | 83.58
2020-08-06 15:00 | SHORT | SHORT | BALP | 9.16 | 95 | 95 |  | 104.16 | 104.16 |  | 9.74 | 95 | 95 |  | 104.74 | 104.74 |  | 9.58 | 95 | 95 |  | 104.58 | 104.58
2020-08-06 16:00 | SHORT | SHORT | BALP | 9.16 | 76 | 76 |  | 85.16 | 85.16 |  | 9.74 | 76 | 76 |  | 85.74 | 85.74 |  | 9.58 | 76 | 76 |  | 85.58 | 85.58
2020-08-06 17:00 | SHORT | SHORT | BALP | 9.16 | 95 | 95 |  | 104.16 | 104.16 |  | 9.74 | 95 | 95 |  | 104.74 | 104.74 |  | 9.58 | 95 | 95 |  | 104.58 | 104.58
2020-08-06 18:00 | SHORT | SHORT | BALP | 9.16 | 62.4 | 62.4 |  | 71.56 | 71.56 |  | 9.74 | 62.4 | 62.4 |  | 72.14 | 72.14 |  | 9.58 | 62.4 | 62.4 |  | 71.98 | 71.98
2020-08-06 19:00 | SHORT | SHORT | BALP | 9.16 | 95 | 95 |  | 104.16 | 104.16 |  | 9.74 | 95 | 95 |  | 104.74 | 104.74 |  | 9.58 | 95 | 95 |  | 104.58 | 104.58
2020-08-06 20:00 | SHORT | SHORT | BALP | 9.16 | 53.96 | 53.96 |  | 63.12 | 63.12 |  | 9.74 | 53.96 | 53.96 |  | 63.7 | 63.7 |  | 9.58 | 53.96 | 53.96 |  | 63.54 | 63.54
2020-08-06 21:00 | SHORT | SHORT | VoAA | 9.16 | 48.39 | 48.39 |  | 57.55 | 57.55 |  | 9.74 | 36.2 | 36.2 |  | 45.94 | 45.94 |  | 9.58 | 49.22 | 49.22 |  | 58.8 | 58.8
2020-08-06 22:00 | SHORT | SHORT | BALP | 9.16 | 95 | 95 |  | 104.16 | 104.16 |  | 9.74 | 95 | 95 |  | 104.74 | 104.74 |  | 9.58 | 95 | 95 |  | 104.58 | 104.58
2020-08-06 23:00 | SHORT | SHORT | BALP | 9.16 | 44 | 44 |  | 53.16 | 53.16 |  | 9.74 | 44 | 44 |  | 53.74 | 53.74 |  | 9.58 | 44 | 44 |  | 53.58 | 53.58
2020-08-07 | LONG | LONG | BALP | 9.16 | 30.03 |  | 30.03 | 20.87 |  | 20.87 | 9.74 | 30.03 |  | 30.03 | 20.29 |  | 20.29 | 9.58 | 30.03 |  | 30.03 | 20.45 |  | 20.45
2020-08-07 01:00 | LONG | LONG | VoAA | 9.16 | 0 |  | 0 | -9.16 |  | -9.16 | 9.74 | 17.64 |  | 17.64 | 7.9 |  | 7.9 | 9.58 | 31.94 |  | 31.94 | 22.36 |  | 22.36
2020-08-07 02:00 | LONG | LONG | VoAA | 9.16 | 0 |  | 0 | -9.16 |  | -9.16 | 9.74 | 16.04 |  | 16.04 | 6.3 |  | 6.3 | 9.58 | 30.27 |  | 30.27 | 20.69 |  | 20.69
2020-08-07 03:00 | LONG | LONG | BALP | 9.16 | 25.8 |  | 25.8 | 16.64 |  | 16.64 | 9.74 | 25.8 |  | 25.8 | 16.06 |  | 16.06 | 9.58 | 25.8 |  | 25.8 | 16.22 |  | 16.22
2020-08-07 04:00 | LONG | LONG | BALP | 9.16 | 27.1 |  | 27.1 | 17.94 |  | 17.94 | 9.74 | 27.1 |  | 27.1 | 17.36 |  | 17.36 | 9.58 | 27.1 |  | 27.1 | 17.52 |  | 17.52
2020-08-07 05:00 | LONG | LONG | BALP | 9.16 | 1.5 |  | 1.5 | -7.66 |  | -7.66 | 9.74 | 1.5 |  | 1.5 | -8.24 |  | -8.24 | 9.58 | 1.5 |  | 1.5 | -8.08 |  | -8.08
2020-08-07 06:00 | LONG | LONG | BALP | 9.16 | 1.5 |  | 1.5 | -7.66 |  | -7.66 | 9.74 | 1.5 |  | 1.5 | -8.24 |  | -8.24 | 9.58 | 1.5 |  | 1.5 | -8.08 |  | -8.08
2020-08-07 07:00 | SHORT | SHORT | BALP | 9.16 | 53.1 | 53.1 |  | 62.26 | 62.26 |  | 9.74 | 53.1 | 53.1 |  | 62.84 | 62.84 |  | 9.58 | 53.1 | 53.1 |  | 62.68 | 62.68
2020-08-07 08:00 | SHORT | SHORT | BALP | 9.16 | 95 | 95 |  | 104.16 | 104.16 |  | 9.74 | 95 | 95 |  | 104.74 | 104.74 |  | 9.58 | 95 | 95 |  | 104.58 | 104.58
2020-08-07 09:00 | SHORT | SHORT | BALP | 9.16 | 95 | 95 |  | 104.16 | 104.16 |  | 9.74 | 95 | 95 |  | 104.74 | 104.74 |  | 9.58 | 95 | 95 |  | 104.58 | 104.58
2020-08-07 10:00 | SHORT | SHORT | BALP | 9.16 | 95 | 95 |  | 104.16 | 104.16 |  | 9.74 | 95 | 95 |  | 104.74 | 104.74 |  | 9.58 | 95 | 95 |  | 104.58 | 104.58
2020-08-07 11:00 | SHORT | SHORT | BALP | 9.16 | 90 | 90 |  | 99.16 | 99.16 |  | 9.74 | 90 | 90 |  | 99.74 | 99.74 |  | 9.58 | 90 | 90 |  | 99.58 | 99.58
2020-08-07 12:00 | SHORT | SHORT | BALP | 9.16 | 80 | 80 |  | 89.16 | 89.16 |  | 9.74 | 80 | 80 |  | 89.74 | 89.74 |  | 9.58 | 80 | 80 |  | 89.58 | 89.58
2020-08-07 13:00 | SHORT | SHORT | BALP | 9.16 | 95 | 95 |  | 104.16 | 104.16 |  | 9.74 | 95 | 95 |  | 104.74 | 104.74 |  | 9.58 | 95 | 95 |  | 104.58 | 104.58
2020-08-07 14:00 | SHORT | SHORT | BALP | 9.16 | 95 | 95 |  | 104.16 | 104.16 |  | 9.74 | 95 | 95 |  | 104.74 | 104.74 |  | 9.58 | 95 | 95 |  | 104.58 | 104.58
2020-08-07 15:00 | SHORT | SHORT | VoAA | 9.16 | 52.47 | 52.47 |  | 61.63 | 61.63 |  | 9.74 | 52.84 | 52.84 |  | 62.58 | 62.58 |  | 9.58 | 50.47 | 50.47 |  | 60.05 | 60.05
2020-08-07 16:00 | SHORT | SHORT | BALP | 9.16 | 94 | 94 |  | 103.16 | 103.16 |  | 9.74 | 94 | 94 |  | 103.74 | 103.74 |  | 9.58 | 94 | 94 |  | 103.58 | 103.58
2020-08-07 17:00 | SHORT | SHORT | BALP | 9.16 | 74 | 74 |  | 83.16 | 83.16 |  | 9.74 | 74 | 74 |  | 83.74 | 83.74 |  | 9.58 | 74 | 74 |  | 83.58 | 83.58
2020-08-07 18:00 | SHORT | SHORT | BALP | 9.16 | 94 | 94 |  | 103.16 | 103.16 |  | 9.74 | 94 | 94 |  | 103.74 | 103.74 |  | 9.58 | 94 | 94 |  | 103.58 | 103.58
2020-08-07 19:00 | SHORT | SHORT | BALP | 9.16 | 52.52 | 52.52 |  | 61.68 | 61.68 |  | 9.74 | 52.52 | 52.52 |  | 62.26 | 62.26 |  | 9.58 | 52.52 | 52.52 |  | 62.1 | 62.1
2020-08-07 20:00 | LONG | LONG | BALP | 9.16 | 54.62 |  | 54.62 | 45.46 |  | 45.46 | 9.74 | 54.62 |  | 54.62 | 44.88 |  | 44.88 | 9.58 | 54.62 |  | 54.62 | 45.04 |  | 45.04
2020-08-07 21:00 | SHORT | SHORT | BALP | 9.16 | 50 | 50 |  | 59.16 | 59.16 |  | 9.74 | 50 | 50 |  | 59.74 | 59.74 |  | 9.58 | 50 | 50 |  | 59.58 | 59.58
2020-08-07 22:00 | SHORT | SHORT | BALP | 9.16 | 95 | 95 |  | 104.16 | 104.16 |  | 9.74 | 95 | 95 |  | 104.74 | 104.74 |  | 9.58 | 95 | 95 |  | 104.58 | 104.58
2020-08-07 23:00 | SHORT | SHORT | BALP | 9.16 | 50 | 50 |  | 59.16 | 59.16 |  | 9.74 | 50 | 50 |  | 59.74 | 59.74 |  | 9.58 | 50 | 50 |  | 59.58 | 59.58
2020-08-08 | LONG | LONG | BALP | 9.16 | 0.45 |  | 0.45 | -8.71 |  | -8.71 | 9.74 | 0.45 |  | 0.45 | -9.29 |  | -9.29 | 9.58 | 0.45 |  | 0.45 | -9.13 |  | -9.13
2020-08-08 01:00 | SHORT | SHORT | BALP | 9.16 | 95 | 95 |  | 104.16 | 104.16 |  | 9.74 | 95 | 95 |  | 104.74 | 104.74 |  | 9.58 | 95 | 95 |  | 104.58 | 104.58
2020-08-08 02:00 | LONG | LONG | VoAA | 9.16 | 7.45 |  | 7.45 | -1.71 |  | -1.71 | 9.74 | 24.18 |  | 24.18 | 14.44 |  | 14.44 | 9.58 | 22.16 |  | 22.16 | 12.58 |  | 12.58
2020-08-08 03:00 | LONG | LONG | VoAA | 9.16 | 7.45 |  | 7.45 | -1.71 |  | -1.71 | 9.74 | 14.21 |  | 14.21 | 4.47 |  | 4.47 | 9.58 | 15.35 |  | 15.35 | 5.77 |  | 5.77
2020-08-08 04:00 | LONG | LONG | VoAA | 9.16 | 7.45 |  | 7.45 | -1.71 |  | -1.71 | 9.74 | 14.2 |  | 14.2 | 4.46 |  | 4.46 | 9.58 | 15.96 |  | 15.96 | 6.38 |  | 6.38
2020-08-08 05:00 | LONG | LONG | VoAA | 9.16 | 7.45 |  | 7.45 | -1.71 |  | -1.71 | 9.74 | 18.2 |  | 18.2 | 8.46 |  | 8.46 | 9.58 | 15.95 |  | 15.95 | 6.37 |  | 6.37
2020-08-08 06:00 | LONG | LONG | BALP | 9.16 | 1.5 |  | 1.5 | -7.66 |  | -7.66 | 9.74 | 1.5 |  | 1.5 | -8.24 |  | -8.24 | 9.58 | 1.5 |  | 1.5 | -8.08 |  | -8.08
2020-08-08 07:00 | SHORT | SHORT | VoAA | 9.16 | 38.09 | 38.09 |  | 47.25 | 47.25 |  | 9.74 | 19.05 | 19.05 |  | 28.79 | 28.79 |  | 9.58 | 28.04 | 28.04 |  | 37.62 | 37.62
2020-08-08 08:00 | SHORT | SHORT | BALP | 9.16 | 44 | 44 |  | 53.16 | 53.16 |  | 9.74 | 44 | 44 |  | 53.74 | 53.74 |  | 9.58 | 44 | 44 |  | 53.58 | 53.58
2020-08-08 09:00 | SHORT | SHORT | BALP | 9.16 | 62 | 62 |  | 71.16 | 71.16 |  | 9.74 | 62 | 62 |  | 71.74 | 71.74 |  | 9.58 | 62 | 62 |  | 71.58 | 71.58
2020-08-08 10:00 | SHORT | LONG | BALP | 9.16 | 50 | 50 |  | 59.16 | 59.16 |  | 9.74 | 50 | 50 |  | 59.74 | 59.74 |  | 9.58 | 30.87 |  | 30.87 | 21.29 |  | 21.29
2020-08-08 11:00 | LONG | LONG | BALP | 9.16 | 27.7 |  | 27.7 | 18.54 |  | 18.54 | 9.74 | 27.7 |  | 27.7 | 17.96 |  | 17.96 | 9.58 | 27.7 |  | 27.7 | 18.12 |  | 18.12
2020-08-08 12:00 | LONG | LONG | BALP | 9.16 | 27.7 |  | 27.7 | 18.54 |  | 18.54 | 9.74 | 27.7 |  | 27.7 | 17.96 |  | 17.96 | 9.58 | 27.7 |  | 27.7 | 18.12 |  | 18.12
2020-08-08 13:00 | LONG | LONG | BALP | 9.16 | 27.7 |  | 27.7 | 18.54 |  | 18.54 | 9.74 | 27.7 |  | 27.7 | 17.96 |  | 17.96 | 9.58 | 27.7 |  | 27.7 | 18.12 |  | 18.12
2020-08-08 14:00 | LONG | LONG | VoAA | 9.16 | 33.7 |  | 33.7 | 24.54 |  | 24.54 | 9.74 | 34.7 |  | 34.7 | 24.96 |  | 24.96 | 9.58 | 33.07 |  | 33.07 | 23.49 |  | 23.49
2020-08-08 15:00 | LONG | SHORT | BALP | 9.16 | 33.7 |  | 33.7 | 24.54 |  | 24.54 | 9.74 | 33.7 |  | 33.7 | 23.96 |  | 23.96 | 9.58 | 33.08 | 33.08 |  | 42.66 | 42.66
2020-08-08 16:00 | LONG | LONG | BALP | 9.16 | 31.36 |  | 31.36 | 22.2 |  | 22.2 | 9.74 | 31.36 |  | 31.36 | 21.62 |  | 21.62 | 9.58 | 31.36 |  | 31.36 | 21.78 |  | 21.78
2020-08-08 17:00 | LONG | LONG | BALP | 9.16 | 33.7 |  | 33.7 | 24.54 |  | 24.54 | 9.74 | 33.7 |  | 33.7 | 23.96 |  | 23.96 | 9.58 | 33.7 |  | 33.7 | 24.12 |  | 24.12
2020-08-08 18:00 | LONG | LONG | BALP | 9.16 | 33.7 |  | 33.7 | 24.54 |  | 24.54 | 9.74 | 33.7 |  | 33.7 | 23.96 |  | 23.96 | 9.58 | 33.7 |  | 33.7 | 24.12 |  | 24.12
2020-08-08 19:00 | SHORT | SHORT | VoAA | 9.16 | 54.7 | 54.7 |  | 63.86 | 63.86 |  | 9.74 | 44.2 | 44.2 |  | 53.94 | 53.94 |  | 9.58 | 35.08 | 35.08 |  | 44.66 | 44.66
2020-08-08 20:00 | LONG | LONG | BALP | 9.16 | 40.7 |  | 40.7 | 31.54 |  | 31.54 | 9.74 | 40.7 |  | 40.7 | 30.96 |  | 30.96 | 9.58 | 40.7 |  | 40.7 | 31.12 |  | 31.12
2020-08-08 21:00 | LONG | LONG | BALP | 9.16 | 41.2 |  | 41.2 | 32.04 |  | 32.04 | 9.74 | 41.2 |  | 41.2 | 31.46 |  | 31.46 | 9.58 | 41.2 |  | 41.2 | 31.62 |  | 31.62
2020-08-08 22:00 | LONG | LONG | VoAA | 9.16 | 33.7 |  | 33.7 | 24.54 |  | 24.54 | 9.74 | 33.86 |  | 33.86 | 24.12 |  | 24.12 | 9.58 | 28.93 |  | 28.93 | 19.35 |  | 19.35
2020-08-08 23:00 | LONG | LONG | BALP | 9.16 | 21 |  | 21 | 11.84 |  | 11.84 | 9.74 | 21 |  | 21 | 11.26 |  | 11.26 | 9.58 | 21 |  | 21 | 11.42 |  | 11.42
2020-08-09 | LONG | LONG | BALP | 9.16 | 10.37 |  | 10.37 | 1.21 |  | 1.21 | 9.74 | 10.37 |  | 10.37 | 0.63 |  | 0.63 | 9.58 | 10.37 |  | 10.37 | 0.79 |  | 0.79
2020-08-09 01:00 | LONG | LONG | BALP | 9.16 | 0.4 |  | 0.4 | -8.76 |  | -8.76 | 9.74 | 0.4 |  | 0.4 | -9.34 |  | -9.34 | 9.58 | 0.4 |  | 0.4 | -9.18 |  | -9.18
2020-08-09 02:00 | LONG | LONG | BALP | 9.16 | 0.3 |  | 0.3 | -8.86 |  | -8.86 | 9.74 | 0.3 |  | 0.3 | -9.44 |  | -9.44 | 9.58 | 0.3 |  | 0.3 | -9.28 |  | -9.28
2020-08-09 03:00 | LONG | LONG | BALP | 9.16 | 0.3 |  | 0.3 | -8.86 |  | -8.86 | 9.74 | 0.3 |  | 0.3 | -9.44 |  | -9.44 | 9.58 | 0.3 |  | 0.3 | -9.28 |  | -9.28
2020-08-09 04:00 | LONG | LONG | VoAA | 9.16 | 10.37 |  | 10.37 | 1.21 |  | 1.21 | 9.74 | 15.15 |  | 15.15 | 5.41 |  | 5.41 | 9.58 | 15.98 |  | 15.98 | 6.4 |  | 6.4
2020-08-09 05:00 | LONG | LONG | BALP | 9.16 | 0.3 |  | 0.3 | -8.86 |  | -8.86 | 9.74 | 0.3 |  | 0.3 | -9.44 |  | -9.44 | 9.58 | 0.3 |  | 0.3 | -9.28 |  | -9.28
2020-08-09 06:00 | LONG | LONG | BALP | 9.16 | 0.3 |  | 0.3 | -8.86 |  | -8.86 | 9.74 | 0.3 |  | 0.3 | -9.44 |  | -9.44 | 9.58 | 0.3 |  | 0.3 | -9.28 |  | -9.28
2020-08-09 07:00 | LONG | LONG | VoAA | 9.16 | 10.37 |  | 10.37 | 1.21 |  | 1.21 | 9.74 | 19.89 |  | 19.89 | 10.15 |  | 10.15 | 9.58 | 18.91 |  | 18.91 | 9.33 |  | 9.33
2020-08-09 08:00 | SHORT | SHORT | BALP | 9.16 | 28.9 | 28.9 |  | 38.06 | 38.06 |  | 9.74 | 28.9 | 28.9 |  | 38.64 | 38.64 |  | 9.58 | 28.9 | 28.9 |  | 38.48 | 38.48
2020-08-09 09:00 | SHORT | SHORT | BALP | 9.16 | 23.9 | 23.9 |  | 33.06 | 33.06 |  | 9.74 | 23.9 | 23.9 |  | 33.64 | 33.64 |  | 9.58 | 23.9 | 23.9 |  | 33.48 | 33.48
2020-08-09 10:00 | SHORT | SHORT | BALP | 9.16 | 24.64 | 24.64 |  | 33.8 | 33.8 |  | 9.74 | 24.64 | 24.64 |  | 34.38 | 34.38 |  | 9.58 | 24.64 | 24.64 |  | 34.22 | 34.22
2020-08-09 11:00 | LONG | LONG | BALP | 9.16 | 26.42 |  | 26.42 | 17.26 |  | 17.26 | 9.74 | 26.42 |  | 26.42 | 16.68 |  | 16.68 | 9.58 | 26.42 |  | 26.42 | 16.84 |  | 16.84
2020-08-09 12:00 | LONG | LONG | BALP | 9.16 | 25.37 |  | 25.37 | 16.21 |  | 16.21 | 9.74 | 25.37 |  | 25.37 | 15.63 |  | 15.63 | 9.58 | 25.37 |  | 25.37 | 15.79 |  | 15.79
2020-08-09 13:00 | SHORT | SHORT | BALP | 9.16 | 41.3 | 41.3 |  | 50.46 | 50.46 |  | 9.74 | 41.3 | 41.3 |  | 51.04 | 51.04 |  | 9.58 | 41.3 | 41.3 |  | 50.88 | 50.88
2020-08-09 14:00 | LONG | LONG | BALP | 9.16 | 23.41 |  | 23.41 | 14.25 |  | 14.25 | 9.74 | 23.41 |  | 23.41 | 13.67 |  | 13.67 | 9.58 | 23.41 |  | 23.41 | 13.83 |  | 13.83
2020-08-09 15:00 | LONG | LONG | BALP | 9.16 | 0.94 |  | 0.94 | -8.22 |  | -8.22 | 9.74 | 0.94 |  | 0.94 | -8.8 |  | -8.8 | 9.58 | 0.94 |  | 0.94 | -8.64 |  | -8.64
2020-08-09 16:00 | LONG | LONG | BALP | 9.16 | 0.94 |  | 0.94 | -8.22 |  | -8.22 | 9.74 | 0.94 |  | 0.94 | -8.8 |  | -8.8 | 9.58 | 0.94 |  | 0.94 | -8.64 |  | -8.64
2020-08-09 17:00 | LONG | LONG | VoAA | 9.16 | 21 |  | 21 | 11.84 |  | 11.84 | 9.74 | 27.73 |  | 27.73 | 17.99 |  | 17.99 | 9.58 | 27.66 |  | 27.66 | 18.08 |  | 18.08
2020-08-09 18:00 | SHORT | SHORT | BALP | 9.16 | 29.46 | 29.46 |  | 38.62 | 38.62 |  | 9.74 | 29.46 | 29.46 |  | 39.2 | 39.2 |  | 9.58 | 29.46 | 29.46 |  | 39.04 | 39.04
2020-08-09 19:00 | SHORT | SHORT | BALP | 9.16 | 38.95 | 38.95 |  | 48.11 | 48.11 |  | 9.74 | 38.95 | 38.95 |  | 48.69 | 48.69 |  | 9.58 | 38.95 | 38.95 |  | 48.53 | 48.53
2020-08-09 20:00 | LONG | LONG | VoAA | 9.16 | 33.6 |  | 33.6 | 24.44 |  | 24.44 | 9.74 | 34.6 |  | 34.6 | 24.86 |  | 24.86 | 9.58 | 33.95 |  | 33.95 | 24.37 |  | 24.37
2020-08-09 21:00 | LONG | LONG | VoAA | 9.16 | 33.6 |  | 33.6 | 24.44 |  | 24.44 | 9.74 | 34.35 |  | 34.35 | 24.61 |  | 24.61 | 9.58 | 28.59 |  | 28.59 | 19.01 |  | 19.01
2020-08-09 22:00 | SHORT | LONG | BALP | 9.16 | 43.6 | 43.6 |  | 52.76 | 52.76 |  | 9.74 | 43.6 | 43.6 |  | 53.34 | 53.34 |  | 9.58 | 30.09 |  | 30.09 | 20.51 |  | 20.51
2020-08-09 23:00 | SHORT | SHORT | VoAA | 9.16 | 36.6 | 36.6 |  | 45.76 | 45.76 |  | 9.74 | 35.6 | 35.6 |  | 45.34 | 45.34 |  | 9.58 | 29.99 | 29.99 |  | 39.57 | 39.57
2020-08-10 | LONG | LONG | BALP | 9.16 | 7.49 |  | 7.49 | -1.67 |  | -1.67 | 9.74 | 7.49 |  | 7.49 | -2.25 |  | -2.25 | 9.58 | 7.49 |  | 7.49 | -2.09 |  | -2.09
2020-08-10 01:00 | SHORT | LONG | BALP | 9.16 | 23.68 | 23.68 |  | 32.84 | 32.84 |  | 9.74 | 23.68 | 23.68 |  | 33.42 | 33.42 |  | 9.58 | 23.68 |  | 23.68 | 14.1 |  | 14.1
2020-08-10 02:00 | LONG | LONG | BALP | 9.16 | 2.5 |  | 2.5 | -6.66 |  | -6.66 | 9.74 | 2.5 |  | 2.5 | -7.24 |  | -7.24 | 9.58 | 2.5 |  | 2.5 | -7.08 |  | -7.08
2020-08-10 03:00 | LONG | LONG | BALP | 9.16 | 2.21 |  | 2.21 | -6.95 |  | -6.95 | 9.74 | 2.21 |  | 2.21 | -7.53 |  | -7.53 | 9.58 | 2.21 |  | 2.21 | -7.37 |  | -7.37
2020-08-10 04:00 | SHORT | SHORT | VoAA | 9.16 | 21.9 | 21.9 |  | 31.06 | 31.06 |  | 9.74 | 14.7 | 14.7 |  | 24.44 | 24.44 |  | 9.58 | 5.94 | 5.94 |  | 15.52 | 15.52
2020-08-10 05:00 | LONG | LONG | BALP | 9.16 | 2.5 |  | 2.5 | -6.66 |  | -6.66 | 9.74 | 2.5 |  | 2.5 | -7.24 |  | -7.24 | 9.58 | 2.5 |  | 2.5 | -7.08 |  | -7.08
2020-08-10 06:00 | LONG | LONG | BALP | 9.16 | 2.5 |  | 2.5 | -6.66 |  | -6.66 | 9.74 | 2.5 |  | 2.5 | -7.24 |  | -7.24 | 9.58 | 2.5 |  | 2.5 | -7.08 |  | -7.08
2020-08-10 07:00 | LONG | LONG | BALP | 9.16 | 3.23 |  | 3.23 | -5.93 |  | -5.93 | 9.74 | 3.23 |  | 3.23 | -6.51 |  | -6.51 | 9.58 | 3.23 |  | 3.23 | -6.35 |  | -6.35
2020-08-10 08:00 | SHORT | SHORT | VoAA | 9.16 | 48.71 | 48.71 |  | 57.87 | 57.87 |  | 9.74 | 49.96 | 49.96 |  | 59.7 | 59.7 |  | 9.58 | 43.71 | 43.71 |  | 53.29 | 53.29
2020-08-10 09:00 | SHORT | SHORT | BALP | 9.16 | 65.5 | 65.5 |  | 74.66 | 74.66 |  | 9.74 | 65.5 | 65.5 |  | 75.24 | 75.24 |  | 9.58 | 65.5 | 65.5 |  | 75.08 | 75.08
2020-08-10 10:00 | LONG | LONG | BALP | 9.16 | 47.1 |  | 47.1 | 37.94 |  | 37.94 | 9.74 | 47.1 |  | 47.1 | 37.36 |  | 37.36 | 9.58 | 47.1 |  | 47.1 | 37.52 |  | 37.52
2020-08-10 11:00 | LONG | LONG | VoAA | 9.16 | 47.1 |  | 47.1 | 37.94 |  | 37.94 | 9.74 | 48.1 |  | 48.1 | 38.36 |  | 38.36 | 9.58 | 48.13 |  | 48.13 | 38.55 |  | 38.55
2020-08-10 12:00 | LONG | LONG | VoAA | 9.16 | 47.1 |  | 47.1 | 37.94 |  | 37.94 | 9.74 | 48.1 |  | 48.1 | 38.36 |  | 38.36 | 9.58 | 47.91 |  | 47.91 | 38.33 |  | 38.33
2020-08-10 13:00 | LONG | LONG | VoAA | 9.16 | 47.1 |  | 47.1 | 37.94 |  | 37.94 | 9.74 | 48.1 |  | 48.1 | 38.36 |  | 38.36 | 9.58 | 48.17 |  | 48.17 | 38.59 |  | 38.59
2020-08-10 14:00 | LONG | LONG | BALP | 9.16 | 47.1 |  | 47.1 | 37.94 |  | 37.94 | 9.74 | 47.1 |  | 47.1 | 37.36 |  | 37.36 | 9.58 | 47.1 |  | 47.1 | 37.52 |  | 37.52
2020-08-10 15:00 | LONG | LONG | BALP | 9.16 | 47.57 |  | 47.57 | 38.41 |  | 38.41 | 9.74 | 47.57 |  | 47.57 | 37.83 |  | 37.83 | 9.58 | 47.57 |  | 47.57 | 37.99 |  | 37.99
2020-08-10 16:00 | LONG | LONG | BALP | 9.16 | 43.78 |  | 43.78 | 34.62 |  | 34.62 | 9.74 | 43.78 |  | 43.78 | 34.04 |  | 34.04 | 9.58 | 43.78 |  | 43.78 | 34.2 |  | 34.2
2020-08-10 17:00 | LONG | LONG | VoAA | 9.16 | 53.5 |  | 53.5 | 44.34 |  | 44.34 | 9.74 | 51.1 |  | 51.1 | 41.36 |  | 41.36 | 9.58 | 43.72 |  | 43.72 | 34.14 |  | 34.14
2020-08-10 18:00 | SHORT | SHORT | BALP | 9.16 | 95 | 95 |  | 104.16 | 104.16 |  | 9.74 | 95 | 95 |  | 104.74 | 104.74 |  | 9.58 | 95 | 95 |  | 104.58 | 104.58
2020-08-10 19:00 | LONG | LONG | BALP | 9.16 | 45 |  | 45 | 35.84 |  | 35.84 | 9.74 | 45 |  | 45 | 35.26 |  | 35.26 | 9.58 | 45 |  | 45 | 35.42 |  | 35.42
2020-08-10 20:00 | LONG | LONG | VoAA | 9.16 | 49 |  | 49 | 39.84 |  | 39.84 | 9.74 | 50.08 |  | 50.08 | 40.34 |  | 40.34 | 9.58 | 52.74 |  | 52.74 | 43.16 |  | 43.16
2020-08-10 21:00 | LONG | LONG | BALP | 9.16 | 10 |  | 10 | 0.84 |  | 0.84 | 9.74 | 10 |  | 10 | 0.26 |  | 0.26 | 9.58 | 10 |  | 10 | 0.42 |  | 0.42
2020-08-10 22:00 | SHORT | SHORT | BALP | 9.16 | 95 | 95 |  | 104.16 | 104.16 |  | 9.74 | 95 | 95 |  | 104.74 | 104.74 |  | 9.58 | 95 | 95 |  | 104.58 | 104.58
2020-08-10 23:00 | LONG | LONG | BALP | 9.16 | 21 |  | 21 | 11.84 |  | 11.84 | 9.74 | 21 |  | 21 | 11.26 |  | 11.26 | 9.58 | 21 |  | 21 | 11.42 |  | 11.42
2020-08-11 | LONG | LONG | BALP | 9.16 | 3.8 |  | 3.8 | -5.36 |  | -5.36 | 9.74 | 3.8 |  | 3.8 | -5.94 |  | -5.94 | 9.58 | 3.8 |  | 3.8 | -5.78 |  | -5.78
2020-08-11 01:00 | SHORT | SHORT | BALP | 9.16 | 95 | 95 |  | 104.16 | 104.16 |  | 9.74 | 95 | 95 |  | 104.74 | 104.74 |  | 9.58 | 95 | 95 |  | 104.58 | 104.58
2020-08-11 02:00 | LONG | LONG | VoAA | 9.16 | 39.7 |  | 39.7 | 30.54 |  | 30.54 | 9.74 | 40.7 |  | 40.7 | 30.96 |  | 30.96 | 9.58 | 18.98 |  | 18.98 | 9.4 |  | 9.4
2020-08-11 03:00 | LONG | LONG | VoAA | 9.16 | 39.7 |  | 39.7 | 30.54 |  | 30.54 | 9.74 | 31.55 |  | 31.55 | 21.81 |  | 21.81 | 9.58 | 17 |  | 17 | 7.42 |  | 7.42
2020-08-11 04:00 | LONG | LONG | BALP | 9.16 | 18.39 |  | 18.39 | 9.23 |  | 9.23 | 9.74 | 18.39 |  | 18.39 | 8.65 |  | 8.65 | 9.58 | 18.39 |  | 18.39 | 8.81 |  | 8.81
2020-08-11 05:00 | LONG | LONG | VoAA | 9.16 | 39.7 |  | 39.7 | 30.54 |  | 30.54 | 9.74 | 38.37 |  | 38.37 | 28.63 |  | 28.63 | 9.58 | 24.16 |  | 24.16 | 14.58 |  | 14.58
2020-08-11 06:00 | LONG | LONG | BALP | 9.16 | 0.72 |  | 0.72 | -8.44 |  | -8.44 | 9.74 | 0.72 |  | 0.72 | -9.02 |  | -9.02 | 9.58 | 0.72 |  | 0.72 | -8.86 |  | -8.86
2020-08-11 07:00 | SHORT | SHORT | BALP | 9.16 | 50.36 | 50.36 |  | 59.52 | 59.52 |  | 9.74 | 50.36 | 50.36 |  | 60.1 | 60.1 |  | 9.58 | 50.36 | 50.36 |  | 59.94 | 59.94
2020-08-11 08:00 | SHORT | SHORT | BALP | 9.16 | 95 | 95 |  | 104.16 | 104.16 |  | 9.74 | 95 | 95 |  | 104.74 | 104.74 |  | 9.58 | 95 | 95 |  | 104.58 | 104.58
2020-08-11 09:00 | SHORT | SHORT | BALP | 9.16 | 54.92 | 54.92 |  | 64.08 | 64.08 |  | 9.74 | 54.92 | 54.92 |  | 64.66 | 64.66 |  | 9.58 | 54.92 | 54.92 |  | 64.5 | 64.5
2020-08-11 10:00 | LONG | LONG | BALP | 9.16 | 27.1 |  | 27.1 | 17.94 |  | 17.94 | 9.74 | 27.1 |  | 27.1 | 17.36 |  | 17.36 | 9.58 | 27.1 |  | 27.1 | 17.52 |  | 17.52
2020-08-11 11:00 | LONG | LONG | BALP | 9.16 | 27.1 |  | 27.1 | 17.94 |  | 17.94 | 9.74 | 27.1 |  | 27.1 | 17.36 |  | 17.36 | 9.58 | 27.1 |  | 27.1 | 17.52 |  | 17.52
2020-08-11 12:00 | SHORT | SHORT | VoAA | 9.16 | 52.68 | 52.68 |  | 61.84 | 61.84 |  | 9.74 | 51.94 | 51.94 |  | 61.68 | 61.68 |  | 9.58 | 50.68 | 50.68 |  | 60.26 | 60.26
2020-08-11 13:00 | SHORT | SHORT | VoAA | 9.16 | 51.82 | 51.82 |  | 60.98 | 60.98 |  | 9.74 | 51.51 | 51.51 |  | 61.25 | 61.25 |  | 9.58 | 50.61 | 50.61 |  | 60.19 | 60.19
2020-08-11 14:00 | SHORT | SHORT | VoAA | 9.16 | 48.82 | 48.82 |  | 57.98 | 57.98 |  | 9.74 | 50.01 | 50.01 |  | 59.75 | 59.75 |  | 9.58 | 46.82 | 46.82 |  | 56.4 | 56.4
2020-08-11 15:00 | LONG | LONG | VoAA | 9.16 | 51.2 |  | 51.2 | 42.04 |  | 42.04 | 9.74 | 51.07 |  | 51.07 | 41.33 |  | 41.33 | 9.58 | 48.94 |  | 48.94 | 39.36 |  | 39.36
2020-08-11 16:00 | LONG | LONG | BALP | 9.16 | 47.2 |  | 47.2 | 38.04 |  | 38.04 | 9.74 | 47.2 |  | 47.2 | 37.46 |  | 37.46 | 9.58 | 47.2 |  | 47.2 | 37.62 |  | 37.62
2020-08-11 17:00 | LONG | LONG | BALP | 9.16 | 43.78 |  | 43.78 | 34.62 |  | 34.62 | 9.74 | 43.78 |  | 43.78 | 34.04 |  | 34.04 | 9.58 | 43.78 |  | 43.78 | 34.2 |  | 34.2
2020-08-11 18:00 | SHORT | SHORT | BALP | 9.16 | 66.2 | 66.2 |  | 75.36 | 75.36 |  | 9.74 | 66.2 | 66.2 |  | 75.94 | 75.94 |  | 9.58 | 66.2 | 66.2 |  | 75.78 | 75.78
2020-08-11 19:00 | SHORT | SHORT | BALP | 9.16 | 94 | 94 |  | 103.16 | 103.16 |  | 9.74 | 94 | 94 |  | 103.74 | 103.74 |  | 9.58 | 94 | 94 |  | 103.58 | 103.58
2020-08-11 20:00 | SHORT | SHORT | BALP | 9.16 | 48.49 | 48.49 |  | 57.65 | 57.65 |  | 9.74 | 48.49 | 48.49 |  | 58.23 | 58.23 |  | 9.58 | 48.49 | 48.49 |  | 58.07 | 58.07
2020-08-11 21:00 | LONG | LONG | BALP | 9.16 | 29.5 |  | 29.5 | 20.34 |  | 20.34 | 9.74 | 29.5 |  | 29.5 | 19.76 |  | 19.76 | 9.58 | 29.5 |  | 29.5 | 19.92 |  | 19.92
2020-08-11 22:00 | LONG | LONG | BALP | 9.16 | 39.5 |  | 39.5 | 30.34 |  | 30.34 | 9.74 | 39.5 |  | 39.5 | 29.76 |  | 29.76 | 9.58 | 39.5 |  | 39.5 | 29.92 |  | 29.92
2020-08-11 23:00 | LONG | LONG | BALP | 9.16 | 35 |  | 35 | 25.84 |  | 25.84 | 9.74 | 35 |  | 35 | 25.26 |  | 25.26 | 9.58 | 35 |  | 35 | 25.42 |  | 25.42
2020-08-12 | LONG | LONG | BALP | 9.16 | 4.8 |  | 4.8 | -4.36 |  | -4.36 | 9.74 | 4.8 |  | 4.8 | -4.94 |  | -4.94 | 9.58 | 4.8 |  | 4.8 | -4.78 |  | -4.78
2020-08-12 01:00 | SHORT | SHORT | BALP | 9.16 | 24.89 | 24.89 |  | 34.05 | 34.05 |  | 9.74 | 24.89 | 24.89 |  | 34.63 | 34.63 |  | 9.58 | 24.89 | 24.89 |  | 34.47 | 34.47
2020-08-12 02:00 | LONG | LONG | VoAA | 9.16 | 0 |  | 0 | -9.16 |  | -9.16 | 9.74 | 14.39 |  | 14.39 | 4.65 |  | 4.65 | 9.58 | 23.75 |  | 23.75 | 14.17 |  | 14.17
2020-08-12 03:00 | LONG | LONG | VoAA | 9.16 | 0 |  | 0 | -9.16 |  | -9.16 | 9.74 | 14.84 |  | 14.84 | 5.1 |  | 5.1 | 9.58 | 23.77 |  | 23.77 | 14.19 |  | 14.19
2020-08-12 04:00 | LONG | LONG | BALP | 9.16 | 24.68 |  | 24.68 | 15.52 |  | 15.52 | 9.74 | 24.68 |  | 24.68 | 14.94 |  | 14.94 | 9.58 | 24.68 |  | 24.68 | 15.1 |  | 15.1
2020-08-12 05:00 | LONG | LONG | VoAA | 9.16 | 0 |  | 0 | -9.16 |  | -9.16 | 9.74 | 19.08 |  | 19.08 | 9.34 |  | 9.34 | 9.58 | 26.38 |  | 26.38 | 16.8 |  | 16.8
2020-08-12 06:00 | LONG | LONG | BALP | 9.16 | 27.6 |  | 27.6 | 18.44 |  | 18.44 | 9.74 | 27.6 |  | 27.6 | 17.86 |  | 17.86 | 9.58 | 27.6 |  | 27.6 | 18.02 |  | 18.02
2020-08-12 07:00 | LONG | LONG | VoAA | 9.16 | 53.9 |  | 53.9 | 44.74 |  | 44.74 | 9.74 | 54.9 |  | 54.9 | 45.16 |  | 45.16 | 9.58 | 44.45 |  | 44.45 | 34.87 |  | 34.87
2020-08-12 08:00 | LONG | LONG | BALP | 9.16 | 52 |  | 52 | 42.84 |  | 42.84 | 9.74 | 52 |  | 52 | 42.26 |  | 42.26 | 9.58 | 52 |  | 52 | 42.42 |  | 42.42
2020-08-12 09:00 | LONG | LONG | BALP | 9.16 | 52 |  | 52 | 42.84 |  | 42.84 | 9.74 | 52 |  | 52 | 42.26 |  | 42.26 | 9.58 | 52 |  | 52 | 42.42 |  | 42.42
2020-08-12 10:00 | LONG | LONG | BALP | 9.16 | 58.13 |  | 58.13 | 48.97 |  | 48.97 | 9.74 | 58.13 |  | 58.13 | 48.39 |  | 48.39 | 9.58 | 58.13 |  | 58.13 | 48.55 |  | 48.55
2020-08-12 11:00 | LONG | LONG | VoAA | 9.16 | 52 |  | 52 | 42.84 |  | 42.84 | 9.74 | 56.98 |  | 56.98 | 47.24 |  | 47.24 | 9.58 | 59.95 |  | 59.95 | 50.37 |  | 50.37
2020-08-12 12:00 | LONG | LONG | BALP | 9.16 | 59.99 |  | 59.99 | 50.83 |  | 50.83 | 9.74 | 59.99 |  | 59.99 | 50.25 |  | 50.25 | 9.58 | 59.99 |  | 59.99 | 50.41 |  | 50.41
2020-08-12 13:00 | LONG | LONG | VoAA | 9.16 | 52 |  | 52 | 42.84 |  | 42.84 | 9.74 | 53 |  | 53 | 43.26 |  | 43.26 | 9.58 | 59.92 |  | 59.92 | 50.34 |  | 50.34
2020-08-12 14:00 | LONG | LONG | BALP | 9.16 | 52 |  | 52 | 42.84 |  | 42.84 | 9.74 | 52 |  | 52 | 42.26 |  | 42.26 | 9.58 | 52 |  | 52 | 42.42 |  | 42.42
2020-08-12 15:00 | LONG | LONG | BALP | 9.16 | 59.93 |  | 59.93 | 50.77 |  | 50.77 | 9.74 | 59.93 |  | 59.93 | 50.19 |  | 50.19 | 9.58 | 59.93 |  | 59.93 | 50.35 |  | 50.35
2020-08-12 16:00 | LONG | LONG | BALP | 9.16 | 52 |  | 52 | 42.84 |  | 42.84 | 9.74 | 52 |  | 52 | 42.26 |  | 42.26 | 9.58 | 52 |  | 52 | 42.42 |  | 42.42
2020-08-12 17:00 | LONG | LONG | BALP | 9.16 | 52 |  | 52 | 42.84 |  | 42.84 | 9.74 | 52 |  | 52 | 42.26 |  | 42.26 | 9.58 | 52 |  | 52 | 42.42 |  | 42.42
2020-08-12 18:00 | LONG | LONG | BALP | 9.16 | 52 |  | 52 | 42.84 |  | 42.84 | 9.74 | 52 |  | 52 | 42.26 |  | 42.26 | 9.58 | 52 |  | 52 | 42.42 |  | 42.42
2020-08-12 19:00 | LONG | LONG | VoAA | 9.16 | 52 |  | 52 | 42.84 |  | 42.84 | 9.74 | 53 |  | 53 | 43.26 |  | 43.26 | 9.58 | 54.52 |  | 54.52 | 44.94 |  | 44.94
2020-08-12 20:00 | LONG | LONG | BALP | 9.16 | 52 |  | 52 | 42.84 |  | 42.84 | 9.74 | 52 |  | 52 | 42.26 |  | 42.26 | 9.58 | 52 |  | 52 | 42.42 |  | 42.42
2020-08-12 21:00 | SHORT | SHORT | BALP | 9.16 | 78 | 78 |  | 87.16 | 87.16 |  | 9.74 | 78 | 78 |  | 87.74 | 87.74 |  | 9.58 | 78 | 78 |  | 87.58 | 87.58
2020-08-12 22:00 | LONG | LONG | BALP | 9.16 | 41.6 |  | 41.6 | 32.44 |  | 32.44 | 9.74 | 41.6 |  | 41.6 | 31.86 |  | 31.86 | 9.58 | 41.6 |  | 41.6 | 32.02 |  | 32.02
2020-08-12 23:00 | LONG | LONG | BALP | 9.16 | 21.2 |  | 21.2 | 12.04 |  | 12.04 | 9.74 | 21.2 |  | 21.2 | 11.46 |  | 11.46 | 9.58 | 21.2 |  | 21.2 | 11.62 |  | 11.62
2020-08-13 | LONG | LONG | BALP | 9.16 | 10.8 |  | 10.8 | 1.64 |  | 1.64 | 9.74 | 10.8 |  | 10.8 | 1.06 |  | 1.06 | 9.58 | 10.8 |  | 10.8 | 1.22 |  | 1.22
2020-08-13 01:00 | LONG | LONG | VoAA | 9.16 | 0 |  | 0 | -9.16 |  | -9.16 | 9.74 | 17.08 |  | 17.08 | 7.34 |  | 7.34 | 9.58 | 29.55 |  | 29.55 | 19.97 |  | 19.97
2020-08-13 02:00 | LONG | LONG | BALP | 9.16 | 29.16 |  | 29.16 | 20 |  | 20 | 9.74 | 29.16 |  | 29.16 | 19.42 |  | 19.42 | 9.58 | 29.16 |  | 29.16 | 19.58 |  | 19.58
2020-08-13 03:00 | LONG | LONG | BALP | 9.16 | 27.85 |  | 27.85 | 18.69 |  | 18.69 | 9.74 | 27.85 |  | 27.85 | 18.11 |  | 18.11 | 9.58 | 27.85 |  | 27.85 | 18.27 |  | 18.27
2020-08-13 04:00 | LONG | LONG | BALP | 9.16 | 28.08 |  | 28.08 | 18.92 |  | 18.92 | 9.74 | 28.08 |  | 28.08 | 18.34 |  | 18.34 | 9.58 | 28.08 |  | 28.08 | 18.5 |  | 18.5
2020-08-13 05:00 | LONG | LONG | VoAA | 9.16 | 0 |  | 0 | -9.16 |  | -9.16 | 9.74 | 18.24 |  | 18.24 | 8.5 |  | 8.5 | 9.58 | 28.14 |  | 28.14 | 18.56 |  | 18.56
2020-08-13 06:00 | LONG | LONG | BALP | 9.16 | 19.4 |  | 19.4 | 10.24 |  | 10.24 | 9.74 | 19.4 |  | 19.4 | 9.66 |  | 9.66 | 9.58 | 19.4 |  | 19.4 | 9.82 |  | 9.82
2020-08-13 07:00 | LONG | LONG | VoAA | 9.16 | 53.2 |  | 53.2 | 44.04 |  | 44.04 | 9.74 | 51.77 |  | 51.77 | 42.03 |  | 42.03 | 9.58 | 48.33 |  | 48.33 | 38.75 |  | 38.75
2020-08-13 08:00 | LONG | LONG | VoAA | 9.16 | 51.3 |  | 51.3 | 42.14 |  | 42.14 | 9.74 | 52.3 |  | 52.3 | 42.56 |  | 42.56 | 9.58 | 53.83 |  | 53.83 | 44.25 |  | 44.25
2020-08-13 09:00 | SHORT | SHORT | BALP | 9.16 | 75 | 75 |  | 84.16 | 84.16 |  | 9.74 | 75 | 75 |  | 84.74 | 84.74 |  | 9.58 | 75 | 75 |  | 84.58 | 84.58
2020-08-13 10:00 | LONG | LONG | VoAA | 9.16 | 51.3 |  | 51.3 | 42.14 |  | 42.14 | 9.74 | 55.36 |  | 55.36 | 45.62 |  | 45.62 | 9.58 | 57.41 |  | 57.41 | 47.83 |  | 47.83
2020-08-13 11:00 | LONG | LONG | VoAA | 9.16 | 51.3 |  | 51.3 | 42.14 |  | 42.14 | 9.74 | 55.39 |  | 55.39 | 45.65 |  | 45.65 | 9.58 | 57.47 |  | 57.47 | 47.89 |  | 47.89
2020-08-13 12:00 | LONG | LONG | BALP | 9.16 | 58.14 |  | 58.14 | 48.98 |  | 48.98 | 9.74 | 58.14 |  | 58.14 | 48.4 |  | 48.4 | 9.58 | 58.14 |  | 58.14 | 48.56 |  | 48.56
2020-08-13 13:00 | SHORT | LONG | BALP | 9.16 | 62.49 | 62.49 |  | 71.65 | 71.65 |  | 9.74 | 62.49 | 62.49 |  | 72.23 | 72.23 |  | 9.58 | 58.12 |  | 58.12 | 48.54 |  | 48.54
2020-08-13 14:00 | LONG | LONG | VoAA | 9.16 | 51.3 |  | 51.3 | 42.14 |  | 42.14 | 9.74 | 55.4 |  | 55.4 | 45.66 |  | 45.66 | 9.58 | 57.49 |  | 57.49 | 47.91 |  | 47.91
2020-08-13 15:00 | SHORT | SHORT | BALP | 9.16 | 89 | 89 |  | 98.16 | 98.16 |  | 9.74 | 89 | 89 |  | 98.74 | 98.74 |  | 9.58 | 89 | 89 |  | 98.58 | 98.58
2020-08-13 16:00 | LONG | LONG | VoAA | 9.16 | 51.3 |  | 51.3 | 42.14 |  | 42.14 | 9.74 | 54.98 |  | 54.98 | 45.24 |  | 45.24 | 9.58 | 56.65 |  | 56.65 | 47.07 |  | 47.07
2020-08-13 17:00 | LONG | LONG | BALP | 9.16 | 57.44 |  | 57.44 | 48.28 |  | 48.28 | 9.74 | 57.44 |  | 57.44 | 47.7 |  | 47.7 | 9.58 | 57.44 |  | 57.44 | 47.86 |  | 47.86
2020-08-13 18:00 | LONG | LONG | VoAA | 9.16 | 51.3 |  | 51.3 | 42.14 |  | 42.14 | 9.74 | 52.3 |  | 52.3 | 42.56 |  | 42.56 | 9.58 | 57.47 |  | 57.47 | 47.89 |  | 47.89
2020-08-13 19:00 | SHORT | SHORT | BALP | 9.16 | 78 | 78 |  | 87.16 | 87.16 |  | 9.74 | 78 | 78 |  | 87.74 | 87.74 |  | 9.58 | 78 | 78 |  | 87.58 | 87.58
2020-08-13 20:00 | SHORT | SHORT | BALP | 9.16 | 95 | 95 |  | 104.16 | 104.16 |  | 9.74 | 95 | 95 |  | 104.74 | 104.74 |  | 9.58 | 95 | 95 |  | 104.58 | 104.58
2020-08-13 21:00 | SHORT | SHORT | BALP | 9.16 | 95 | 95 |  | 104.16 | 104.16 |  | 9.74 | 95 | 95 |  | 104.74 | 104.74 |  | 9.58 | 95 | 95 |  | 104.58 | 104.58
2020-08-13 22:00 | SHORT | LONG | BALP | 9.16 | 68.2 | 68.2 |  | 77.36 | 77.36 |  | 9.74 | 68.2 | 68.2 |  | 77.94 | 77.94 |  | 9.58 | 43.71 |  | 43.71 | 34.13 |  | 34.13
2020-08-13 23:00 | LONG | LONG | VoAA | 9.16 | 53.2 |  | 53.2 | 44.04 |  | 44.04 | 9.74 | 41.6 |  | 41.6 | 31.86 |  | 31.86 | 9.58 | 37.98 |  | 37.98 | 28.4 |  | 28.4
2020-08-14 | LONG | LONG | BALP | 9.16 | 24.99 |  | 24.99 | 15.83 |  | 15.83 | 9.74 | 24.99 |  | 24.99 | 15.25 |  | 15.25 | 9.58 | 24.99 |  | 24.99 | 15.41 |  | 15.41
2020-08-14 01:00 | SHORT | SHORT | BALP | 9.16 | 95 | 95 |  | 104.16 | 104.16 |  | 9.74 | 95 | 95 |  | 104.74 | 104.74 |  | 9.58 | 95 | 95 |  | 104.58 | 104.58
2020-08-14 02:00 | SHORT | SHORT | BALP | 9.16 | 40 | 40 |  | 49.16 | 49.16 |  | 9.74 | 40 | 40 |  | 49.74 | 49.74 |  | 9.58 | 40 | 40 |  | 49.58 | 49.58
2020-08-14 03:00 | SHORT | SHORT | BALP | 9.16 | 18.42 | 18.42 |  | 27.58 | 27.58 |  | 9.74 | 18.42 | 18.42 |  | 28.16 | 28.16 |  | 9.58 | 18.42 | 18.42 |  | 28 | 28
2020-08-14 04:00 | SHORT | SHORT | VoAA | 9.16 | 40 | 40 |  | 49.16 | 49.16 |  | 9.74 | 20 | 20 |  | 29.74 | 29.74 |  | 9.58 | 13.42 | 13.42 |  | 23 | 23
2020-08-14 05:00 | SHORT | SHORT | BALP | 9.16 | 40 | 40 |  | 49.16 | 49.16 |  | 9.74 | 40 | 40 |  | 49.74 | 49.74 |  | 9.58 | 40 | 40 |  | 49.58 | 49.58
2020-08-14 06:00 | SHORT | LONG | BALP | 9.16 | 32.1 | 32.1 |  | 41.26 | 41.26 |  | 9.74 | 32.1 | 32.1 |  | 41.84 | 41.84 |  | 9.58 | 32.1 |  | 32.1 | 22.52 |  | 22.52
2020-08-14 07:00 | LONG | LONG | VoAA | 9.16 | 52.9 |  | 52.9 | 43.74 |  | 43.74 | 9.74 | 48.96 |  | 48.96 | 39.22 |  | 39.22 | 9.58 | 43.01 |  | 43.01 | 33.43 |  | 33.43
2020-08-14 08:00 | LONG | LONG | VoAA | 9.16 | 38.6 |  | 38.6 | 29.44 |  | 29.44 | 9.74 | 46.09 |  | 46.09 | 36.35 |  | 36.35 | 9.58 | 51.58 |  | 51.58 | 42 |  | 42
2020-08-14 09:00 | LONG | LONG | VoAA | 9.16 | 52.9 |  | 52.9 | 43.74 |  | 43.74 | 9.74 | 53.62 |  | 53.62 | 43.88 |  | 43.88 | 9.58 | 52.33 |  | 52.33 | 42.75 |  | 42.75
2020-08-14 10:00 | LONG | LONG | BALP | 9.16 | 54.59 |  | 54.59 | 45.43 |  | 45.43 | 9.74 | 54.59 |  | 54.59 | 44.85 |  | 44.85 | 9.58 | 54.59 |  | 54.59 | 45.01 |  | 45.01
2020-08-14 11:00 | LONG | LONG | BALP | 9.16 | 54.59 |  | 54.59 | 45.43 |  | 45.43 | 9.74 | 54.59 |  | 54.59 | 44.85 |  | 44.85 | 9.58 | 54.59 |  | 54.59 | 45.01 |  | 45.01
2020-08-14 12:00 | LONG | LONG | BALP | 9.16 | 52.9 |  | 52.9 | 43.74 |  | 43.74 | 9.74 | 52.9 |  | 52.9 | 43.16 |  | 43.16 | 9.58 | 52.9 |  | 52.9 | 43.32 |  | 43.32
2020-08-14 13:00 | LONG | LONG | BALP | 9.16 | 55.73 |  | 55.73 | 46.57 |  | 46.57 | 9.74 | 55.73 |  | 55.73 | 45.99 |  | 45.99 | 9.58 | 55.73 |  | 55.73 | 46.15 |  | 46.15
2020-08-14 14:00 | LONG | LONG | BALP | 9.16 | 45.3 |  | 45.3 | 36.14 |  | 36.14 | 9.74 | 45.3 |  | 45.3 | 35.56 |  | 35.56 | 9.58 | 45.3 |  | 45.3 | 35.72 |  | 35.72
2020-08-14 15:00 | LONG | LONG | VoAA | 9.16 | 45.3 |  | 45.3 | 36.14 |  | 36.14 | 9.74 | 46.3 |  | 46.3 | 36.56 |  | 36.56 | 9.58 | 48.39 |  | 48.39 | 38.81 |  | 38.81
2020-08-14 16:00 | LONG | LONG | VoAA | 9.16 | 45.3 |  | 45.3 | 36.14 |  | 36.14 | 9.74 | 46.3 |  | 46.3 | 36.56 |  | 36.56 | 9.58 | 48.36 |  | 48.36 | 38.78 |  | 38.78
2020-08-14 17:00 | LONG | LONG | VoAA | 9.16 | 45.3 |  | 45.3 | 36.14 |  | 36.14 | 9.74 | 46.3 |  | 46.3 | 36.56 |  | 36.56 | 9.58 | 46.84 |  | 46.84 | 37.26 |  | 37.26
2020-08-14 18:00 | SHORT | SHORT | BALP | 9.16 | 50.9 | 50.9 |  | 60.06 | 60.06 |  | 9.74 | 50.9 | 50.9 |  | 60.64 | 60.64 |  | 9.58 | 50.9 | 50.9 |  | 60.48 | 60.48
2020-08-14 19:00 | SHORT | LONG | BALP | 9.16 | 50.9 | 50.9 |  | 60.06 | 60.06 |  | 9.74 | 50.9 | 50.9 |  | 60.64 | 60.64 |  | 9.58 | 48.32 |  | 48.32 | 38.74 |  | 38.74
2020-08-14 20:00 | SHORT | SHORT | VoAA | 9.16 | 45.09 | 45.09 |  | 54.25 | 54.25 |  | 9.74 | 41.95 | 41.95 |  | 51.69 | 51.69 |  | 9.58 | 50.13 | 50.13 |  | 59.71 | 59.71
2020-08-14 21:00 | SHORT | SHORT | BALP | 9.16 | 95 | 95 |  | 104.16 | 104.16 |  | 9.74 | 95 | 95 |  | 104.74 | 104.74 |  | 9.58 | 95 | 95 |  | 104.58 | 104.58
2020-08-14 22:00 | LONG | LONG | VoAA | 9.16 | 38.8 |  | 38.8 | 29.64 |  | 29.64 | 9.74 | 39.8 |  | 39.8 | 30.06 |  | 30.06 | 9.58 | 35.56 |  | 35.56 | 25.98 |  | 25.98
2020-08-14 23:00 | LONG | SHORT | BALP | 9.16 | 29.14 |  | 29.14 | 19.98 |  | 19.98 | 9.74 | 29.14 |  | 29.14 | 19.4 |  | 19.4 | 9.58 | 29.14 | 29.14 |  | 38.72 | 38.72
2020-08-15 | LONG | LONG | BALP | 9.16 | 3.23 |  | 3.23 | -5.93 |  | -5.93 | 9.74 | 3.23 |  | 3.23 | -6.51 |  | -6.51 | 9.58 | 3.23 |  | 3.23 | -6.35 |  | -6.35
2020-08-15 01:00 | SHORT | SHORT | BALP | 9.16 | 95 | 95 |  | 104.16 | 104.16 |  | 9.74 | 95 | 95 |  | 104.74 | 104.74 |  | 9.58 | 95 | 95 |  | 104.58 | 104.58
2020-08-15 02:00 | SHORT | SHORT | BALP | 9.16 | 42 | 42 |  | 51.16 | 51.16 |  | 9.74 | 42 | 42 |  | 51.74 | 51.74 |  | 9.58 | 42 | 42 |  | 51.58 | 51.58
2020-08-15 03:00 | SHORT | SHORT | BALP | 9.16 | 37.4 | 37.4 |  | 46.56 | 46.56 |  | 9.74 | 37.4 | 37.4 |  | 47.14 | 47.14 |  | 9.58 | 37.4 | 37.4 |  | 46.98 | 46.98
2020-08-15 04:00 | SHORT | SHORT | BALP | 9.16 | 30.31 | 30.31 |  | 39.47 | 39.47 |  | 9.74 | 30.31 | 30.31 |  | 40.05 | 40.05 |  | 9.58 | 30.31 | 30.31 |  | 39.89 | 39.89
2020-08-15 05:00 | SHORT | SHORT | BALP | 9.16 | 37.4 | 37.4 |  | 46.56 | 46.56 |  | 9.74 | 37.4 | 37.4 |  | 47.14 | 47.14 |  | 9.58 | 37.4 | 37.4 |  | 46.98 | 46.98
2020-08-15 06:00 | SHORT | LONG | BALP | 9.16 | 26.99 | 26.99 |  | 36.15 | 36.15 |  | 9.74 | 26.99 | 26.99 |  | 36.73 | 36.73 |  | 9.58 | 26.99 |  | 26.99 | 17.41 |  | 17.41
2020-08-15 07:00 | LONG | LONG | VoAA | 9.16 | 35.4 |  | 35.4 | 26.24 |  | 26.24 | 9.74 | 34.75 |  | 34.75 | 25.01 |  | 25.01 | 9.58 | 29 |  | 29 | 19.42 |  | 19.42
2020-08-15 08:00 | LONG | LONG | BALP | 9.16 | 6.99 |  | 6.99 | -2.17 |  | -2.17 | 9.74 | 6.99 |  | 6.99 | -2.75 |  | -2.75 | 9.58 | 6.99 |  | 6.99 | -2.59 |  | -2.59
2020-08-15 09:00 | LONG | LONG | BALP | 9.16 | 6.94 |  | 6.94 | -2.22 |  | -2.22 | 9.74 | 6.94 |  | 6.94 | -2.8 |  | -2.8 | 9.58 | 6.94 |  | 6.94 | -2.64 |  | -2.64
2020-08-15 10:00 | LONG | LONG | BALP | 9.16 | 32.16 |  | 32.16 | 23 |  | 23 | 9.74 | 32.16 |  | 32.16 | 22.42 |  | 22.42 | 9.58 | 32.16 |  | 32.16 | 22.58 |  | 22.58
2020-08-15 11:00 | LONG | LONG | BALP | 9.16 | 34.86 |  | 34.86 | 25.7 |  | 25.7 | 9.74 | 34.86 |  | 34.86 | 25.12 |  | 25.12 | 9.58 | 34.86 |  | 34.86 | 25.28 |  | 25.28
2020-08-15 12:00 | LONG | LONG | BALP | 9.16 | 34.4 |  | 34.4 | 25.24 |  | 25.24 | 9.74 | 34.4 |  | 34.4 | 24.66 |  | 24.66 | 9.58 | 34.4 |  | 34.4 | 24.82 |  | 24.82
2020-08-15 13:00 | LONG | LONG | BALP | 9.16 | 38.3 |  | 38.3 | 29.14 |  | 29.14 | 9.74 | 38.3 |  | 38.3 | 28.56 |  | 28.56 | 9.58 | 38.3 |  | 38.3 | 28.72 |  | 28.72
2020-08-15 14:00 | LONG | LONG | BALP | 9.16 | 34.64 |  | 34.64 | 25.48 |  | 25.48 | 9.74 | 34.64 |  | 34.64 | 24.9 |  | 24.9 | 9.58 | 34.64 |  | 34.64 | 25.06 |  | 25.06
2020-08-15 15:00 | LONG | LONG | BALP | 9.16 | 33.52 |  | 33.52 | 24.36 |  | 24.36 | 9.74 | 33.52 |  | 33.52 | 23.78 |  | 23.78 | 9.58 | 33.52 |  | 33.52 | 23.94 |  | 23.94
2020-08-15 16:00 | LONG | LONG | BALP | 9.16 | 30.09 |  | 30.09 | 20.93 |  | 20.93 | 9.74 | 30.09 |  | 30.09 | 20.35 |  | 20.35 | 9.58 | 30.09 |  | 30.09 | 20.51 |  | 20.51
2020-08-15 17:00 | LONG | LONG | BALP | 9.16 | 32.08 |  | 32.08 | 22.92 |  | 22.92 | 9.74 | 32.08 |  | 32.08 | 22.34 |  | 22.34 | 9.58 | 32.08 |  | 32.08 | 22.5 |  | 22.5
2020-08-15 18:00 | LONG | LONG | BALP | 9.16 | 11 |  | 11 | 1.84 |  | 1.84 | 9.74 | 11 |  | 11 | 1.26 |  | 1.26 | 9.58 | 11 |  | 11 | 1.42 |  | 1.42
2020-08-15 19:00 | LONG | LONG | VoAA | 9.16 | 40.9 |  | 40.9 | 31.74 |  | 31.74 | 9.74 | 38.47 |  | 38.47 | 28.73 |  | 28.73 | 9.58 | 34.51 |  | 34.51 | 24.93 |  | 24.93
2020-08-15 20:00 | LONG | LONG | BALP | 9.16 | 6.99 |  | 6.99 | -2.17 |  | -2.17 | 9.74 | 6.99 |  | 6.99 | -2.75 |  | -2.75 | 9.58 | 6.99 |  | 6.99 | -2.59 |  | -2.59
2020-08-15 21:00 | LONG | LONG | BALP | 9.16 | 6.99 |  | 6.99 | -2.17 |  | -2.17 | 9.74 | 6.99 |  | 6.99 | -2.75 |  | -2.75 | 9.58 | 6.99 |  | 6.99 | -2.59 |  | -2.59
2020-08-15 22:00 | LONG | LONG | BALP | 9.16 | 5.5 |  | 5.5 | -3.66 |  | -3.66 | 9.74 | 5.5 |  | 5.5 | -4.24 |  | -4.24 | 9.58 | 5.5 |  | 5.5 | -4.08 |  | -4.08
2020-08-15 23:00 | LONG | LONG | BALP | 9.16 | 28.05 |  | 28.05 | 18.89 |  | 18.89 | 9.74 | 28.05 |  | 28.05 | 18.31 |  | 18.31 | 9.58 | 28.05 |  | 28.05 | 18.47 |  | 18.47
2020-08-16 | SHORT | SHORT | BALP | 9.16 | 34.14 | 34.14 |  | 43.3 | 43.3 |  | 9.74 | 34.14 | 34.14 |  | 43.88 | 43.88 |  | 9.58 | 34.14 | 34.14 |  | 43.72 | 43.72
2020-08-16 01:00 | SHORT | SHORT | BALP | 9.16 | 11.69 | 11.69 |  | 20.85 | 20.85 |  | 9.74 | 11.69 | 11.69 |  | 21.43 | 21.43 |  | 9.58 | 11.69 | 11.69 |  | 21.27 | 21.27
2020-08-16 02:00 | LONG | LONG | VoAA | 9.16 | 7.45 |  | 7.45 | -1.71 |  | -1.71 | 9.74 | 11.76 |  | 11.76 | 2.02 |  | 2.02 | 9.58 | 11.48 |  | 11.48 | 1.9 |  | 1.9
2020-08-16 03:00 | LONG | LONG | BALP | 9.16 | 1 |  | 1 | -8.16 |  | -8.16 | 9.74 | 1 |  | 1 | -8.74 |  | -8.74 | 9.58 | 1 |  | 1 | -8.58 |  | -8.58
2020-08-16 04:00 | LONG | LONG | BALP | 9.16 | 1 |  | 1 | -8.16 |  | -8.16 | 9.74 | 1 |  | 1 | -8.74 |  | -8.74 | 9.58 | 1 |  | 1 | -8.58 |  | -8.58
2020-08-16 05:00 | LONG | LONG | BALP | 9.16 | 3.37 |  | 3.37 | -5.79 |  | -5.79 | 9.74 | 3.37 |  | 3.37 | -6.37 |  | -6.37 | 9.58 | 3.37 |  | 3.37 | -6.21 |  | -6.21
2020-08-16 06:00 | LONG | LONG | BALP | 9.16 | 3.46 |  | 3.46 | -5.7 |  | -5.7 | 9.74 | 3.46 |  | 3.46 | -6.28 |  | -6.28 | 9.58 | 3.46 |  | 3.46 | -6.12 |  | -6.12
2020-08-16 07:00 | LONG | LONG | VoAA | 9.16 | 0 |  | 0 | -9.16 |  | -9.16 | 9.74 | 9.16 |  | 9.16 | -0.58 |  | -0.58 | 9.58 | 11.76 |  | 11.76 | 2.18 |  | 2.18
2020-08-16 08:00 | LONG | LONG | VoAA | 9.16 | 15 |  | 15 | 5.84 |  | 5.84 | 9.74 | 22.45 |  | 22.45 | 12.71 |  | 12.71 | 9.58 | 13.31 |  | 13.31 | 3.73 |  | 3.73
2020-08-16 09:00 | LONG | LONG | VoAA | 9.16 | 15 |  | 15 | 5.84 |  | 5.84 | 9.74 | 24.18 |  | 24.18 | 14.44 |  | 14.44 | 9.58 | 24.9 |  | 24.9 | 15.32 |  | 15.32
2020-08-16 10:00 | LONG | LONG | VoAA | 9.16 | 15 |  | 15 | 5.84 |  | 5.84 | 9.74 | 22.81 |  | 22.81 | 13.07 |  | 13.07 | 9.58 | 28.36 |  | 28.36 | 18.78 |  | 18.78
2020-08-16 11:00 | LONG | LONG | VoAA | 9.16 | 21 |  | 21 | 11.84 |  | 11.84 | 9.74 | 25.06 |  | 25.06 | 15.32 |  | 15.32 | 9.58 | 25.61 |  | 25.61 | 16.03 |  | 16.03
2020-08-16 12:00 | LONG | LONG | BALP | 9.16 | 24.71 |  | 24.71 | 15.55 |  | 15.55 | 9.74 | 24.71 |  | 24.71 | 14.97 |  | 14.97 | 9.58 | 24.71 |  | 24.71 | 15.13 |  | 15.13
2020-08-16 13:00 | LONG | LONG | VoAA | 9.16 | 21 |  | 21 | 11.84 |  | 11.84 | 9.74 | 24.23 |  | 24.23 | 14.49 |  | 14.49 | 9.58 | 23.5 |  | 23.5 | 13.92 |  | 13.92
2020-08-16 14:00 | LONG | LONG | VoAA | 9.16 | 21 |  | 21 | 11.84 |  | 11.84 | 9.74 | 23.6 |  | 23.6 | 13.86 |  | 13.86 | 9.58 | 22.45 |  | 22.45 | 12.87 |  | 12.87
2020-08-16 15:00 | LONG | LONG | VoAA | 9.16 | 21 |  | 21 | 11.84 |  | 11.84 | 9.74 | 23.45 |  | 23.45 | 13.71 |  | 13.71 | 9.58 | 21.2 |  | 21.2 | 11.62 |  | 11.62
2020-08-16 16:00 | LONG | LONG | VoAA | 9.16 | 40.9 |  | 40.9 | 31.74 |  | 31.74 | 9.74 | 34.2 |  | 34.2 | 24.46 |  | 24.46 | 9.58 | 20.9 |  | 20.9 | 11.32 |  | 11.32
2020-08-16 17:00 | LONG | LONG | VoAA | 9.16 | 40.9 |  | 40.9 | 31.74 |  | 31.74 | 9.74 | 37.37 |  | 37.37 | 27.63 |  | 27.63 | 9.58 | 22.5 |  | 22.5 | 12.92 |  | 12.92
2020-08-16 18:00 | LONG | LONG | VoAA | 9.16 | 40.9 |  | 40.9 | 31.74 |  | 31.74 | 9.74 | 39.95 |  | 39.95 | 30.21 |  | 30.21 | 9.58 | 28.83 |  | 28.83 | 19.25 |  | 19.25
2020-08-16 19:00 | SHORT | SHORT | BALP | 9.16 | 50 | 50 |  | 59.16 | 59.16 |  | 9.74 | 50 | 50 |  | 59.74 | 59.74 |  | 9.58 | 50 | 50 |  | 59.58 | 59.58
2020-08-16 20:00 | LONG | LONG | BALP | 9.16 | 36.98 |  | 36.98 | 27.82 |  | 27.82 | 9.74 | 36.98 |  | 36.98 | 27.24 |  | 27.24 | 9.58 | 36.98 |  | 36.98 | 27.4 |  | 27.4
2020-08-16 21:00 | LONG | LONG | BALP | 9.16 | 40.75 |  | 40.75 | 31.59 |  | 31.59 | 9.74 | 40.75 |  | 40.75 | 31.01 |  | 31.01 | 9.58 | 40.75 |  | 40.75 | 31.17 |  | 31.17
2020-08-16 22:00 | SHORT | SHORT | BALP | 9.16 | 42.9 | 42.9 |  | 52.06 | 52.06 |  | 9.74 | 42.9 | 42.9 |  | 52.64 | 52.64 |  | 9.58 | 42.9 | 42.9 |  | 52.48 | 52.48
2020-08-16 23:00 | SHORT | SHORT | VoAA | 9.16 | 42 | 42 |  | 51.16 | 51.16 |  | 9.74 | 41.45 | 41.45 |  | 51.19 | 51.19 |  | 9.58 | 36.31 | 36.31 |  | 45.89 | 45.89
2020-08-17 | LONG | LONG | VoAA | 9.16 | 38.1 |  | 38.1 | 28.94 |  | 28.94 | 9.74 | 27.98 |  | 27.98 | 18.24 |  | 18.24 | 9.58 | 25.27 |  | 25.27 | 15.69 |  | 15.69
2020-08-17 01:00 | LONG | LONG | VoAA | 9.16 | 38.1 |  | 38.1 | 28.94 |  | 28.94 | 9.74 | 27.56 |  | 27.56 | 17.82 |  | 17.82 | 9.58 | 12.86 |  | 12.86 | 3.28 |  | 3.28
2020-08-17 02:00 | LONG | LONG | VoAA | 9.16 | 38.1 |  | 38.1 | 28.94 |  | 28.94 | 9.74 | 27.42 |  | 27.42 | 17.68 |  | 17.68 | 9.58 | 12.01 |  | 12.01 | 2.43 |  | 2.43
2020-08-17 03:00 | LONG | LONG | VoAA | 9.16 | 8.45 |  | 8.45 | -0.71 |  | -0.71 | 9.74 | 12.73 |  | 12.73 | 2.99 |  | 2.99 | 9.58 | 11.73 |  | 11.73 | 2.15 |  | 2.15
2020-08-17 04:00 | LONG | LONG | VoAA | 9.16 | 8.45 |  | 8.45 | -0.71 |  | -0.71 | 9.74 | 13.45 |  | 13.45 | 3.71 |  | 3.71 | 9.58 | 12.01 |  | 12.01 | 2.43 |  | 2.43
2020-08-17 05:00 | SHORT | LONG | BALP | 9.16 | 27.91 | 27.91 |  | 37.07 | 37.07 |  | 9.74 | 27.91 | 27.91 |  | 37.65 | 37.65 |  | 9.58 | 13.44 |  | 13.44 | 3.86 |  | 3.86
2020-08-17 06:00 | LONG | LONG | BALP | 9.16 | 29.9 |  | 29.9 | 20.74 |  | 20.74 | 9.74 | 29.9 |  | 29.9 | 20.16 |  | 20.16 | 9.58 | 29.9 |  | 29.9 | 20.32 |  | 20.32
2020-08-17 07:00 | LONG | LONG | BALP | 9.16 | 25 |  | 25 | 15.84 |  | 15.84 | 9.74 | 25 |  | 25 | 15.26 |  | 15.26 | 9.58 | 25 |  | 25 | 15.42 |  | 15.42
2020-08-17 08:00 | LONG | LONG | BALP | 9.16 | 61.62 |  | 61.62 | 52.46 |  | 52.46 | 9.74 | 61.62 |  | 61.62 | 51.88 |  | 51.88 | 9.58 | 61.62 |  | 61.62 | 52.04 |  | 52.04
2020-08-17 09:00 | LONG | LONG | BALP | 9.16 | 71.33 |  | 71.33 | 62.17 |  | 62.17 | 9.74 | 71.33 |  | 71.33 | 61.59 |  | 61.59 | 9.58 | 71.33 |  | 71.33 | 61.75 |  | 61.75
2020-08-17 10:00 | LONG | LONG | BALP | 9.16 | 66.28 |  | 66.28 | 57.12 |  | 57.12 | 9.74 | 66.28 |  | 66.28 | 56.54 |  | 56.54 | 9.58 | 66.28 |  | 66.28 | 56.7 |  | 56.7
2020-08-17 11:00 | LONG | LONG | BALP | 9.16 | 28.6 |  | 28.6 | 19.44 |  | 19.44 | 9.74 | 28.6 |  | 28.6 | 18.86 |  | 18.86 | 9.58 | 28.6 |  | 28.6 | 19.02 |  | 19.02
2020-08-17 12:00 | LONG | LONG | BALP | 9.16 | 67.86 |  | 67.86 | 58.7 |  | 58.7 | 9.74 | 67.86 |  | 67.86 | 58.12 |  | 58.12 | 9.58 | 67.86 |  | 67.86 | 58.28 |  | 58.28
2020-08-17 13:00 | LONG | LONG | BALP | 9.16 | 70.62 |  | 70.62 | 61.46 |  | 61.46 | 9.74 | 70.62 |  | 70.62 | 60.88 |  | 60.88 | 9.58 | 70.62 |  | 70.62 | 61.04 |  | 61.04
2020-08-17 14:00 | LONG | LONG | BALP | 9.16 | 28 |  | 28 | 18.84 |  | 18.84 | 9.74 | 28 |  | 28 | 18.26 |  | 18.26 | 9.58 | 28 |  | 28 | 18.42 |  | 18.42
2020-08-17 15:00 | LONG | LONG | BALP | 9.16 | 66.55 |  | 66.55 | 57.39 |  | 57.39 | 9.74 | 66.55 |  | 66.55 | 56.81 |  | 56.81 | 9.58 | 66.55 |  | 66.55 | 56.97 |  | 56.97
2020-08-17 16:00 | LONG | LONG | BALP | 9.16 | 65.53 |  | 65.53 | 56.37 |  | 56.37 | 9.74 | 65.53 |  | 65.53 | 55.79 |  | 55.79 | 9.58 | 65.53 |  | 65.53 | 55.95 |  | 55.95
2020-08-17 17:00 | LONG | LONG | BALP | 9.16 | 61.66 |  | 61.66 | 52.5 |  | 52.5 | 9.74 | 61.66 |  | 61.66 | 51.92 |  | 51.92 | 9.58 | 61.66 |  | 61.66 | 52.08 |  | 52.08
2020-08-17 18:00 | LONG | LONG | BALP | 9.16 | 62.32 |  | 62.32 | 53.16 |  | 53.16 | 9.74 | 62.32 |  | 62.32 | 52.58 |  | 52.58 | 9.58 | 62.32 |  | 62.32 | 52.74 |  | 52.74
2020-08-17 19:00 | LONG | LONG | BALP | 9.16 | 61.71 |  | 61.71 | 52.55 |  | 52.55 | 9.74 | 61.71 |  | 61.71 | 51.97 |  | 51.97 | 9.58 | 61.71 |  | 61.71 | 52.13 |  | 52.13
2020-08-17 20:00 | LONG | LONG | BALP | 9.16 | 62.98 |  | 62.98 | 53.82 |  | 53.82 | 9.74 | 62.98 |  | 62.98 | 53.24 |  | 53.24 | 9.58 | 62.98 |  | 62.98 | 53.4 |  | 53.4
2020-08-17 21:00 | LONG | LONG | BALP | 9.16 | 55.52 |  | 55.52 | 46.36 |  | 46.36 | 9.74 | 55.52 |  | 55.52 | 45.78 |  | 45.78 | 9.58 | 55.52 |  | 55.52 | 45.94 |  | 45.94
2020-08-17 22:00 | LONG | LONG | BALP | 9.16 | 8.45 |  | 8.45 | -0.71 |  | -0.71 | 9.74 | 8.45 |  | 8.45 | -1.29 |  | -1.29 | 9.58 | 8.45 |  | 8.45 | -1.13 |  | -1.13
2020-08-17 23:00 | LONG | LONG | BALP | 9.16 | 8.45 |  | 8.45 | -0.71 |  | -0.71 | 9.74 | 8.45 |  | 8.45 | -1.29 |  | -1.29 | 9.58 | 8.45 |  | 8.45 | -1.13 |  | -1.13
2020-08-18 | LONG | LONG | BALP | 9.16 | 13.9 |  | 13.9 | 4.74 |  | 4.74 | 9.74 | 13.9 |  | 13.9 | 4.16 |  | 4.16 | 9.58 | 13.9 |  | 13.9 | 4.32 |  | 4.32
2020-08-18 01:00 | LONG | LONG | BALP | 9.16 | 12.7 |  | 12.7 | 3.54 |  | 3.54 | 9.74 | 12.7 |  | 12.7 | 2.96 |  | 2.96 | 9.58 | 12.7 |  | 12.7 | 3.12 |  | 3.12
2020-08-18 02:00 | LONG | LONG | BALP | 9.16 | 17.98 |  | 17.98 | 8.82 |  | 8.82 | 9.74 | 17.98 |  | 17.98 | 8.24 |  | 8.24 | 9.58 | 17.98 |  | 17.98 | 8.4 |  | 8.4
2020-08-18 03:00 | LONG | LONG | BALP | 9.16 | 16.98 |  | 16.98 | 7.82 |  | 7.82 | 9.74 | 16.98 |  | 16.98 | 7.24 |  | 7.24 | 9.58 | 16.98 |  | 16.98 | 7.4 |  | 7.4
2020-08-18 04:00 | LONG | LONG | BALP | 9.16 | 16.99 |  | 16.99 | 7.83 |  | 7.83 | 9.74 | 16.99 |  | 16.99 | 7.25 |  | 7.25 | 9.58 | 16.99 |  | 16.99 | 7.41 |  | 7.41
2020-08-18 05:00 | LONG | LONG | BALP | 9.16 | 29.95 |  | 29.95 | 20.79 |  | 20.79 | 9.74 | 29.95 |  | 29.95 | 20.21 |  | 20.21 | 9.58 | 29.95 |  | 29.95 | 20.37 |  | 20.37
2020-08-18 06:00 | LONG | LONG | BALP | 9.16 | 40.7 |  | 40.7 | 31.54 |  | 31.54 | 9.74 | 40.7 |  | 40.7 | 30.96 |  | 30.96 | 9.58 | 40.7 |  | 40.7 | 31.12 |  | 31.12
2020-08-18 07:00 | LONG | LONG | VoAA | 9.16 | 35 |  | 35 | 25.84 |  | 25.84 | 9.74 | 35.45 |  | 35.45 | 25.71 |  | 25.71 | 9.58 | 55.68 |  | 55.68 | 46.1 |  | 46.1
2020-08-18 08:00 | LONG | LONG | BALP | 9.16 | 64.75 |  | 64.75 | 55.59 |  | 55.59 | 9.74 | 64.75 |  | 64.75 | 55.01 |  | 55.01 | 9.58 | 64.75 |  | 64.75 | 55.17 |  | 55.17
2020-08-18 09:00 | SHORT | LONG | BALP | 9.16 | 148.54 | 148.54 |  | 157.7 | 157.7 |  | 9.74 | 148.54 | 148.54 |  | 158.28 | 158.28 |  | 9.58 | 147.54 |  | 147.54 | 137.96 |  | 137.96
2020-08-18 10:00 | LONG | LONG | BALP | 9.16 | 46.4 |  | 46.4 | 37.24 |  | 37.24 | 9.74 | 46.4 |  | 46.4 | 36.66 |  | 36.66 | 9.58 | 46.4 |  | 46.4 | 36.82 |  | 36.82
2020-08-18 11:00 | LONG | LONG | BALP | 9.16 | 37.6 |  | 37.6 | 28.44 |  | 28.44 | 9.74 | 37.6 |  | 37.6 | 27.86 |  | 27.86 | 9.58 | 37.6 |  | 37.6 | 28.02 |  | 28.02
2020-08-18 12:00 | LONG | LONG | BALP | 9.16 | 134.58 |  | 134.58 | 125.42 |  | 125.42 | 9.74 | 134.58 |  | 134.58 | 124.84 |  | 124.84 | 9.58 | 134.58 |  | 134.58 | 125 |  | 125
2020-08-18 13:00 | SHORT | SHORT | BALP | 9.16 | 144.53 | 144.53 |  | 153.69 | 153.69 |  | 9.74 | 144.53 | 144.53 |  | 154.27 | 154.27 |  | 9.58 | 144.53 | 144.53 |  | 154.11 | 154.11
2020-08-18 14:00 | LONG | LONG | BALP | 9.16 | 134.34 |  | 134.34 | 125.18 |  | 125.18 | 9.74 | 134.34 |  | 134.34 | 124.6 |  | 124.6 | 9.58 | 134.34 |  | 134.34 | 124.76 |  | 124.76
2020-08-18 15:00 | LONG | LONG | BALP | 9.16 | 98.19 |  | 98.19 | 89.03 |  | 89.03 | 9.74 | 98.19 |  | 98.19 | 88.45 |  | 88.45 | 9.58 | 98.19 |  | 98.19 | 88.61 |  | 88.61
2020-08-18 16:00 | LONG | LONG | BALP | 9.16 | 40.2 |  | 40.2 | 31.04 |  | 31.04 | 9.74 | 40.2 |  | 40.2 | 30.46 |  | 30.46 | 9.58 | 40.2 |  | 40.2 | 30.62 |  | 30.62
2020-08-18 17:00 | LONG | LONG | BALP | 9.16 | 37.6 |  | 37.6 | 28.44 |  | 28.44 | 9.74 | 37.6 |  | 37.6 | 27.86 |  | 27.86 | 9.58 | 37.6 |  | 37.6 | 28.02 |  | 28.02
2020-08-18 18:00 | LONG | LONG | BALP | 9.16 | 66.82 |  | 66.82 | 57.66 |  | 57.66 | 9.74 | 66.82 |  | 66.82 | 57.08 |  | 57.08 | 9.58 | 66.82 |  | 66.82 | 57.24 |  | 57.24
2020-08-18 19:00 | LONG | LONG | BALP | 9.16 | 63.57 |  | 63.57 | 54.41 |  | 54.41 | 9.74 | 63.57 |  | 63.57 | 53.83 |  | 53.83 | 9.58 | 63.57 |  | 63.57 | 53.99 |  | 53.99
2020-08-18 20:00 | LONG | LONG | VoAA | 9.16 | 57.2 |  | 57.2 | 48.04 |  | 48.04 | 9.74 | 58.2 |  | 58.2 | 48.46 |  | 48.46 | 9.58 | 62.62 |  | 62.62 | 53.04 |  | 53.04
2020-08-18 21:00 | SHORT | SHORT | BALP | 9.16 | 119 | 119 |  | 128.16 | 128.16 |  | 9.74 | 119 | 119 |  | 128.74 | 128.74 |  | 9.58 | 119 | 119 |  | 128.58 | 128.58
2020-08-18 22:00 | LONG | LONG | BALP | 9.16 | 20.2 |  | 20.2 | 11.04 |  | 11.04 | 9.74 | 20.2 |  | 20.2 | 10.46 |  | 10.46 | 9.58 | 20.2 |  | 20.2 | 10.62 |  | 10.62
2020-08-18 23:00 | LONG | LONG | BALP | 9.16 | 13.9 |  | 13.9 | 4.74 |  | 4.74 | 9.74 | 13.9 |  | 13.9 | 4.16 |  | 4.16 | 9.58 | 13.9 |  | 13.9 | 4.32 |  | 4.32
2020-08-19 | LONG | LONG | BALP | 9.16 | 23.47 |  | 23.47 | 14.31 |  | 14.31 | 9.74 | 23.47 |  | 23.47 | 13.73 |  | 13.73 | 9.58 | 23.47 |  | 23.47 | 13.89 |  | 13.89
2020-08-19 01:00 | LONG | LONG | BALP | 9.16 | 37.53 |  | 37.53 | 28.37 |  | 28.37 | 9.74 | 37.53 |  | 37.53 | 27.79 |  | 27.79 | 9.58 | 37.53 |  | 37.53 | 27.95 |  | 27.95
2020-08-19 02:00 | LONG | LONG | BALP | 9.16 | 17.73 |  | 17.73 | 8.57 |  | 8.57 | 9.74 | 17.73 |  | 17.73 | 7.99 |  | 7.99 | 9.58 | 17.73 |  | 17.73 | 8.15 |  | 8.15
2020-08-19 03:00 | LONG | LONG | BALP | 9.16 | 17.18 |  | 17.18 | 8.02 |  | 8.02 | 9.74 | 17.18 |  | 17.18 | 7.44 |  | 7.44 | 9.58 | 17.18 |  | 17.18 | 7.6 |  | 7.6
2020-08-19 04:00 | SHORT | SHORT | VoAA | 9.16 | 31.2 | 31.2 |  | 40.36 | 40.36 |  | 9.74 | 17.69 | 17.69 |  | 27.43 | 27.43 |  | 9.58 | 29.75 | 29.75 |  | 39.33 | 39.33
2020-08-19 05:00 | SHORT | SHORT | VoAA | 9.16 | 38.43 | 38.43 |  | 47.59 | 47.59 |  | 9.74 | 21.31 | 21.31 |  | 31.05 | 31.05 |  | 9.58 | 26.2 | 26.2 |  | 35.78 | 35.78
2020-08-19 06:00 | LONG | LONG | BALP | 9.16 | 33.43 |  | 33.43 | 24.27 |  | 24.27 | 9.74 | 33.43 |  | 33.43 | 23.69 |  | 23.69 | 9.58 | 33.43 |  | 33.43 | 23.85 |  | 23.85
2020-08-19 07:00 | LONG | LONG | BALP | 9.16 | 22 |  | 22 | 12.84 |  | 12.84 | 9.74 | 22 |  | 22 | 12.26 |  | 12.26 | 9.58 | 22 |  | 22 | 12.42 |  | 12.42
2020-08-19 08:00 | LONG | LONG | BALP | 9.16 | 24 |  | 24 | 14.84 |  | 14.84 | 9.74 | 24 |  | 24 | 14.26 |  | 14.26 | 9.58 | 24 |  | 24 | 14.42 |  | 14.42
2020-08-19 09:00 | SHORT | SHORT | VoAA | 9.16 | 53.4 | 53.4 |  | 62.56 | 62.56 |  | 9.74 | 52.4 | 52.4 |  | 62.14 | 62.14 |  | 9.58 | 102 | 102 |  | 111.58 | 111.58
2020-08-19 10:00 | LONG | LONG | VoAA | 9.16 | 51.4 |  | 51.4 | 42.24 |  | 42.24 | 9.74 | 52.4 |  | 52.4 | 42.66 |  | 42.66 | 9.58 | 101.03 |  | 101.03 | 91.45 |  | 91.45
2020-08-19 11:00 | LONG | LONG | VoAA | 9.16 | 51.4 |  | 51.4 | 42.24 |  | 42.24 | 9.74 | 52.4 |  | 52.4 | 42.66 |  | 42.66 | 9.58 | 102.72 |  | 102.72 | 93.14 |  | 93.14
2020-08-19 12:00 | LONG | LONG | VoAA | 9.16 | 51.4 |  | 51.4 | 42.24 |  | 42.24 | 9.74 | 52.4 |  | 52.4 | 42.66 |  | 42.66 | 9.58 | 93.4 |  | 93.4 | 83.82 |  | 83.82
2020-08-19 13:00 | SHORT | SHORT | BALP | 9.16 | 125 | 125 |  | 134.16 | 134.16 |  | 9.74 | 125 | 125 |  | 134.74 | 134.74 |  | 9.58 | 125 | 125 |  | 134.58 | 134.58
2020-08-19 14:00 | LONG | LONG | VoAA | 9.16 | 51.4 |  | 51.4 | 42.24 |  | 42.24 | 9.74 | 52.4 |  | 52.4 | 42.66 |  | 42.66 | 9.58 | 73.66 |  | 73.66 | 64.08 |  | 64.08
2020-08-19 15:00 | SHORT | SHORT | VoAA | 9.16 | 53.4 | 53.4 |  | 62.56 | 62.56 |  | 9.74 | 52.4 | 52.4 |  | 62.14 | 62.14 |  | 9.58 | 69.26 | 69.26 |  | 78.84 | 78.84
2020-08-19 16:00 | LONG | LONG | VoAA | 9.16 | 51.4 |  | 51.4 | 42.24 |  | 42.24 | 9.74 | 52.4 |  | 52.4 | 42.66 |  | 42.66 | 9.58 | 65.03 |  | 65.03 | 55.45 |  | 55.45
2020-08-19 17:00 | SHORT | SHORT | VoAA | 9.16 | 53.4 | 53.4 |  | 62.56 | 62.56 |  | 9.74 | 52.4 | 52.4 |  | 62.14 | 62.14 |  | 9.58 | 57.82 | 57.82 |  | 67.4 | 67.4
2020-08-19 18:00 | SHORT | SHORT | VoAA | 9.16 | 53.4 | 53.4 |  | 62.56 | 62.56 |  | 9.74 | 52.4 | 52.4 |  | 62.14 | 62.14 |  | 9.58 | 55.16 | 55.16 |  | 64.74 | 64.74
2020-08-19 19:00 | SHORT | SHORT | BALP | 9.16 | 125 | 125 |  | 134.16 | 134.16 |  | 9.74 | 125 | 125 |  | 134.74 | 134.74 |  | 9.58 | 125 | 125 |  | 134.58 | 134.58
2020-08-19 20:00 | LONG | LONG | VoAA | 9.16 | 51.4 |  | 51.4 | 42.24 |  | 42.24 | 9.74 | 52.4 |  | 52.4 | 42.66 |  | 42.66 | 9.58 | 54.89 |  | 54.89 | 45.31 |  | 45.31
2020-08-19 21:00 | SHORT | SHORT | BALP | 9.16 | 125 | 125 |  | 134.16 | 134.16 |  | 9.74 | 125 | 125 |  | 134.74 | 134.74 |  | 9.58 | 125 | 125 |  | 134.58 | 134.58
2020-08-19 22:00 | SHORT | SHORT | BALP | 9.16 | 125 | 125 |  | 134.16 | 134.16 |  | 9.74 | 125 | 125 |  | 134.74 | 134.74 |  | 9.58 | 125 | 125 |  | 134.58 | 134.58
2020-08-19 23:00 | SHORT | SHORT | BALP | 9.16 | 125 | 125 |  | 134.16 | 134.16 |  | 9.74 | 125 | 125 |  | 134.74 | 134.74 |  | 9.58 | 125 | 125 |  | 134.58 | 134.58
2020-08-20 | LONG | LONG | BALP | 9.16 | 19.12 |  | 19.12 | 9.96 |  | 9.96 | 9.74 | 19.12 |  | 19.12 | 9.38 |  | 9.38 | 9.58 | 19.12 |  | 19.12 | 9.54 |  | 9.54
2020-08-20 01:00 | LONG | LONG | VoAA | 9.16 | 0 |  | 0 | -9.16 |  | -9.16 | 9.74 | 14.71 |  | 14.71 | 4.97 |  | 4.97 | 9.58 | 33.1 |  | 33.1 | 23.52 |  | 23.52
2020-08-20 02:00 | LONG | LONG | BALP | 9.16 | 24.41 |  | 24.41 | 15.25 |  | 15.25 | 9.74 | 24.41 |  | 24.41 | 14.67 |  | 14.67 | 9.58 | 24.41 |  | 24.41 | 14.83 |  | 14.83
2020-08-20 03:00 | LONG | LONG | BALP | 9.16 | 26.1 |  | 26.1 | 16.94 |  | 16.94 | 9.74 | 26.1 |  | 26.1 | 16.36 |  | 16.36 | 9.58 | 26.1 |  | 26.1 | 16.52 |  | 16.52
2020-08-20 04:00 | LONG | LONG | BALP | 9.16 | 12.6 |  | 12.6 | 3.44 |  | 3.44 | 9.74 | 12.6 |  | 12.6 | 2.86 |  | 2.86 | 9.58 | 12.6 |  | 12.6 | 3.02 |  | 3.02
2020-08-20 05:00 | LONG | LONG | VoAA | 9.16 | 0 |  | 0 | -9.16 |  | -9.16 | 9.74 | 16.52 |  | 16.52 | 6.78 |  | 6.78 | 9.58 | 25.05 |  | 25.05 | 15.47 |  | 15.47
2020-08-20 06:00 | SHORT | LONG | BALP | 9.16 | 28.03 | 28.03 |  | 37.19 | 37.19 |  | 9.74 | 28.03 | 28.03 |  | 37.77 | 37.77 |  | 9.58 | 28.03 |  | 28.03 | 18.45 |  | 18.45
2020-08-20 07:00 | SHORT | SHORT | BALP | 9.16 | 95 | 95 |  | 104.16 | 104.16 |  | 9.74 | 95 | 95 |  | 104.74 | 104.74 |  | 9.58 | 95 | 95 |  | 104.58 | 104.58
2020-08-20 08:00 | SHORT | SHORT | BALP | 9.16 | 95 | 95 |  | 104.16 | 104.16 |  | 9.74 | 95 | 95 |  | 104.74 | 104.74 |  | 9.58 | 95 | 95 |  | 104.58 | 104.58
2020-08-20 09:00 | SHORT | SHORT | BALP | 9.16 | 95 | 95 |  | 104.16 | 104.16 |  | 9.74 | 95 | 95 |  | 104.74 | 104.74 |  | 9.58 | 95 | 95 |  | 104.58 | 104.58
2020-08-20 10:00 | SHORT | SHORT | BALP | 9.16 | 95 | 95 |  | 104.16 | 104.16 |  | 9.74 | 95 | 95 |  | 104.74 | 104.74 |  | 9.58 | 95 | 95 |  | 104.58 | 104.58
2020-08-20 11:00 | SHORT | SHORT | BALP | 9.16 | 95 | 95 |  | 104.16 | 104.16 |  | 9.74 | 95 | 95 |  | 104.74 | 104.74 |  | 9.58 | 95 | 95 |  | 104.58 | 104.58
2020-08-20 12:00 | SHORT | LONG | BALP | 9.16 | 95 | 95 |  | 104.16 | 104.16 |  | 9.74 | 95 | 95 |  | 104.74 | 104.74 |  | 9.58 | 69.44 |  | 69.44 | 59.86 |  | 59.86
2020-08-20 13:00 | SHORT | LONG | BALP | 9.16 | 90 | 90 |  | 99.16 | 99.16 |  | 9.74 | 90 | 90 |  | 99.74 | 99.74 |  | 9.58 | 69.49 |  | 69.49 | 59.91 |  | 59.91
2020-08-20 14:00 | SHORT | SHORT | BALP | 9.16 | 95 | 95 |  | 104.16 | 104.16 |  | 9.74 | 95 | 95 |  | 104.74 | 104.74 |  | 9.58 | 95 | 95 |  | 104.58 | 104.58
2020-08-20 15:00 | SHORT | SHORT | BALP | 9.16 | 95 | 95 |  | 104.16 | 104.16 |  | 9.74 | 95 | 95 |  | 104.74 | 104.74 |  | 9.58 | 95 | 95 |  | 104.58 | 104.58
2020-08-20 16:00 | SHORT | SHORT | BALP | 9.16 | 95 | 95 |  | 104.16 | 104.16 |  | 9.74 | 95 | 95 |  | 104.74 | 104.74 |  | 9.58 | 95 | 95 |  | 104.58 | 104.58
2020-08-20 17:00 | SHORT | SHORT | BALP | 9.16 | 95 | 95 |  | 104.16 | 104.16 |  | 9.74 | 95 | 95 |  | 104.74 | 104.74 |  | 9.58 | 95 | 95 |  | 104.58 | 104.58
2020-08-20 18:00 | SHORT | SHORT | BALP | 9.16 | 95 | 95 |  | 104.16 | 104.16 |  | 9.74 | 95 | 95 |  | 104.74 | 104.74 |  | 9.58 | 95 | 95 |  | 104.58 | 104.58
2020-08-20 19:00 | SHORT | SHORT | BALP | 9.16 | 95 | 95 |  | 104.16 | 104.16 |  | 9.74 | 95 | 95 |  | 104.74 | 104.74 |  | 9.58 | 95 | 95 |  | 104.58 | 104.58
2020-08-20 20:00 | SHORT | SHORT | BALP | 9.16 | 95 | 95 |  | 104.16 | 104.16 |  | 9.74 | 95 | 95 |  | 104.74 | 104.74 |  | 9.58 | 95 | 95 |  | 104.58 | 104.58
2020-08-20 21:00 | SHORT | SHORT | BALP | 9.16 | 95 | 95 |  | 104.16 | 104.16 |  | 9.74 | 95 | 95 |  | 104.74 | 104.74 |  | 9.58 | 95 | 95 |  | 104.58 | 104.58
2020-08-20 22:00 | LONG | LONG | BALP | 9.16 | 26 |  | 26 | 16.84 |  | 16.84 | 9.74 | 26 |  | 26 | 16.26 |  | 16.26 | 9.58 | 26 |  | 26 | 16.42 |  | 16.42
2020-08-20 23:00 | LONG | LONG | BALP | 9.16 | 42.23 |  | 42.23 | 33.07 |  | 33.07 | 9.74 | 42.23 |  | 42.23 | 32.49 |  | 32.49 | 9.58 | 42.23 |  | 42.23 | 32.65 |  | 32.65
2020-08-21 | SHORT | SHORT | BALP | 9.16 | 50 | 50 |  | 59.16 | 59.16 |  | 9.74 | 50 | 50 |  | 59.74 | 59.74 |  | 9.58 | 50 | 50 |  | 59.58 | 59.58
2020-08-21 01:00 | SHORT | SHORT | BALP | 9.16 | 41 | 41 |  | 50.16 | 50.16 |  | 9.74 | 41 | 41 |  | 50.74 | 50.74 |  | 9.58 | 41 | 41 |  | 50.58 | 50.58
2020-08-21 02:00 | SHORT | SHORT | BALP | 9.16 | 41 | 41 |  | 50.16 | 50.16 |  | 9.74 | 41 | 41 |  | 50.74 | 50.74 |  | 9.58 | 41 | 41 |  | 50.58 | 50.58
2020-08-21 03:00 | SHORT | SHORT | VoAA | 9.16 | 41 | 41 |  | 50.16 | 50.16 |  | 9.74 | 40 | 40 |  | 49.74 | 49.74 |  | 9.58 | 17.24 | 17.24 |  | 26.82 | 26.82
2020-08-21 04:00 | SHORT | SHORT | VoAA | 9.16 | 25.97 | 25.97 |  | 35.13 | 35.13 |  | 9.74 | 32.49 | 32.49 |  | 42.23 | 42.23 |  | 9.58 | 17.34 | 17.34 |  | 26.92 | 26.92
2020-08-21 05:00 | LONG | LONG | VoAA | 9.16 | 0 |  | 0 | -9.16 |  | -9.16 | 9.74 | 14.05 |  | 14.05 | 4.31 |  | 4.31 | 9.58 | 20.97 |  | 20.97 | 11.39 |  | 11.39
2020-08-21 06:00 | LONG | LONG | VoAA | 9.16 | 41.3 |  | 41.3 | 32.14 |  | 32.14 | 9.74 | 42.3 |  | 42.3 | 32.56 |  | 32.56 | 9.58 | 23.09 |  | 23.09 | 13.51 |  | 13.51
2020-08-21 07:00 | SHORT | SHORT | BALP | 9.16 | 95 | 95 |  | 104.16 | 104.16 |  | 9.74 | 95 | 95 |  | 104.74 | 104.74 |  | 9.58 | 95 | 95 |  | 104.58 | 104.58
2020-08-21 08:00 | LONG | LONG | BALP | 9.16 | 61.41 |  | 61.41 | 52.25 |  | 52.25 | 9.74 | 61.41 |  | 61.41 | 51.67 |  | 51.67 | 9.58 | 61.41 |  | 61.41 | 51.83 |  | 51.83
2020-08-21 09:00 | SHORT | SHORT | BALP | 9.16 | 125 | 125 |  | 134.16 | 134.16 |  | 9.74 | 125 | 125 |  | 134.74 | 134.74 |  | 9.58 | 125 | 125 |  | 134.58 | 134.58
2020-08-21 10:00 | SHORT | SHORT | BALP | 9.16 | 88.7 | 88.7 |  | 97.86 | 97.86 |  | 9.74 | 88.7 | 88.7 |  | 98.44 | 98.44 |  | 9.58 | 88.7 | 88.7 |  | 98.28 | 98.28
2020-08-21 11:00 | SHORT | SHORT | BALP | 9.16 | 85.6 | 85.6 |  | 94.76 | 94.76 |  | 9.74 | 85.6 | 85.6 |  | 95.34 | 95.34 |  | 9.58 | 85.6 | 85.6 |  | 95.18 | 95.18
2020-08-21 12:00 | SHORT | LONG | BALP | 9.16 | 71 | 71 |  | 80.16 | 80.16 |  | 9.74 | 71 | 71 |  | 80.74 | 80.74 |  | 9.58 | 70 |  | 70 | 60.42 |  | 60.42
2020-08-21 13:00 | SHORT | SHORT | BALP | 9.16 | 71.69 | 71.69 |  | 80.85 | 80.85 |  | 9.74 | 71.69 | 71.69 |  | 81.43 | 81.43 |  | 9.58 | 71.69 | 71.69 |  | 81.27 | 81.27
2020-08-21 14:00 | SHORT | LONG | BALP | 9.16 | 67.69 | 67.69 |  | 76.85 | 76.85 |  | 9.74 | 67.69 | 67.69 |  | 77.43 | 77.43 |  | 9.58 | 66.69 |  | 66.69 | 57.11 |  | 57.11
2020-08-21 15:00 | SHORT | SHORT | BALP | 9.16 | 125 | 125 |  | 134.16 | 134.16 |  | 9.74 | 125 | 125 |  | 134.74 | 134.74 |  | 9.58 | 125 | 125 |  | 134.58 | 134.58
2020-08-21 16:00 | SHORT | SHORT | BALP | 9.16 | 62.47 | 62.47 |  | 71.63 | 71.63 |  | 9.74 | 62.47 | 62.47 |  | 72.21 | 72.21 |  | 9.58 | 62.47 | 62.47 |  | 72.05 | 72.05
2020-08-21 17:00 | SHORT | SHORT | BALP | 9.16 | 195.66 | 195.66 |  | 204.82 | 204.82 |  | 9.74 | 195.66 | 195.66 |  | 205.4 | 205.4 |  | 9.58 | 195.66 | 195.66 |  | 205.24 | 205.24
2020-08-21 18:00 | SHORT | SHORT | BALP | 9.16 | 49.57 | 49.57 |  | 58.73 | 58.73 |  | 9.74 | 49.57 | 49.57 |  | 59.31 | 59.31 |  | 9.58 | 49.57 | 49.57 |  | 59.15 | 59.15
2020-08-21 19:00 | SHORT | SHORT | BALP | 9.16 | 52.02 | 52.02 |  | 61.18 | 61.18 |  | 9.74 | 52.02 | 52.02 |  | 61.76 | 61.76 |  | 9.58 | 52.02 | 52.02 |  | 61.6 | 61.6
2020-08-21 20:00 | SHORT | SHORT | BALP | 9.16 | 46.56 | 46.56 |  | 55.72 | 55.72 |  | 9.74 | 46.56 | 46.56 |  | 56.3 | 56.3 |  | 9.58 | 46.56 | 46.56 |  | 56.14 | 56.14
2020-08-21 21:00 | SHORT | SHORT | BALP | 9.16 | 44 | 44 |  | 53.16 | 53.16 |  | 9.74 | 44 | 44 |  | 53.74 | 53.74 |  | 9.58 | 44 | 44 |  | 53.58 | 53.58
2020-08-21 22:00 | LONG | LONG | BALP | 9.16 | 19.8 |  | 19.8 | 10.64 |  | 10.64 | 9.74 | 19.8 |  | 19.8 | 10.06 |  | 10.06 | 9.58 | 19.8 |  | 19.8 | 10.22 |  | 10.22
2020-08-21 23:00 | LONG | LONG | BALP | 9.16 | 1 |  | 1 | -8.16 |  | -8.16 | 9.74 | 1 |  | 1 | -8.74 |  | -8.74 | 9.58 | 1 |  | 1 | -8.58 |  | -8.58
2020-08-22 | LONG | LONG | BALP | 9.16 | 15 |  | 15 | 5.84 |  | 5.84 | 9.74 | 15 |  | 15 | 5.26 |  | 5.26 | 9.58 | 15 |  | 15 | 5.42 |  | 5.42
2020-08-22 01:00 | LONG | LONG | VoAA | 9.16 | 0 |  | 0 | -9.16 |  | -9.16 | 9.74 | 9.91 |  | 9.91 | 0.17 |  | 0.17 | 9.58 | 15.94 |  | 15.94 | 6.36 |  | 6.36
2020-08-22 02:00 | LONG | LONG | BALP | 9.16 | -0.29 |  | -0.29 | -9.45 |  | -9.45 | 9.74 | -0.29 |  | -0.29 | -10.03 |  | -10.03 | 9.58 | -0.29 |  | -0.29 | -9.87 |  | -9.87
2020-08-22 03:00 | LONG | LONG | BALP | 9.16 | 3 |  | 3 | -6.16 |  | -6.16 | 9.74 | 3 |  | 3 | -6.74 |  | -6.74 | 9.58 | 3 |  | 3 | -6.58 |  | -6.58
2020-08-22 04:00 | LONG | LONG | BALP | 9.16 | 6.71 |  | 6.71 | -2.45 |  | -2.45 | 9.74 | 6.71 |  | 6.71 | -3.03 |  | -3.03 | 9.58 | 6.71 |  | 6.71 | -2.87 |  | -2.87
2020-08-22 05:00 | LONG | LONG | VoAA | 9.16 | 6.71 |  | 6.71 | -2.45 |  | -2.45 | 9.74 | 12.87 |  | 12.87 | 3.13 |  | 3.13 | 9.58 | 14.35 |  | 14.35 | 4.77 |  | 4.77
2020-08-22 06:00 | LONG | LONG | VoAA | 9.16 | 0 |  | 0 | -9.16 |  | -9.16 | 9.74 | 13.99 |  | 13.99 | 4.25 |  | 4.25 | 9.58 | 14.03 |  | 14.03 | 4.45 |  | 4.45
2020-08-22 07:00 | LONG | LONG | VoAA | 9.16 | 0 |  | 0 | -9.16 |  | -9.16 | 9.74 | 15.09 |  | 15.09 | 5.35 |  | 5.35 | 9.58 | 22.97 |  | 22.97 | 13.39 |  | 13.39
2020-08-22 08:00 | SHORT | SHORT | BALP | 9.16 | 74.1 | 74.1 |  | 83.26 | 83.26 |  | 9.74 | 74.1 | 74.1 |  | 83.84 | 83.84 |  | 9.58 | 74.1 | 74.1 |  | 83.68 | 83.68
2020-08-22 09:00 | LONG | LONG | VoAA | 9.16 | -0.29 |  | -0.29 | -9.45 |  | -9.45 | 9.74 | 20.41 |  | 20.41 | 10.67 |  | 10.67 | 9.58 | 28.64 |  | 28.64 | 19.06 |  | 19.06
2020-08-22 10:00 | SHORT | LONG | BALP | 9.16 | 54.1 | 54.1 |  | 63.26 | 63.26 |  | 9.74 | 54.1 | 54.1 |  | 63.84 | 63.84 |  | 9.58 | 29.99 |  | 29.99 | 20.41 |  | 20.41
2020-08-22 11:00 | LONG | LONG | BALP | 9.16 | 28.39 |  | 28.39 | 19.23 |  | 19.23 | 9.74 | 28.39 |  | 28.39 | 18.65 |  | 18.65 | 9.58 | 28.39 |  | 28.39 | 18.81 |  | 18.81
2020-08-22 12:00 | LONG | LONG | BALP | 9.16 | 26.2 |  | 26.2 | 17.04 |  | 17.04 | 9.74 | 26.2 |  | 26.2 | 16.46 |  | 16.46 | 9.58 | 26.2 |  | 26.2 | 16.62 |  | 16.62
2020-08-22 13:00 | LONG | LONG | BALP | 9.16 | 27.2 |  | 27.2 | 18.04 |  | 18.04 | 9.74 | 27.2 |  | 27.2 | 17.46 |  | 17.46 | 9.58 | 27.2 |  | 27.2 | 17.62 |  | 17.62
2020-08-22 14:00 | LONG | LONG | BALP | 9.16 | 29.4 |  | 29.4 | 20.24 |  | 20.24 | 9.74 | 29.4 |  | 29.4 | 19.66 |  | 19.66 | 9.58 | 29.4 |  | 29.4 | 19.82 |  | 19.82
2020-08-22 15:00 | LONG | LONG | BALP | 9.16 | 32.6 |  | 32.6 | 23.44 |  | 23.44 | 9.74 | 32.6 |  | 32.6 | 22.86 |  | 22.86 | 9.58 | 32.6 |  | 32.6 | 23.02 |  | 23.02
2020-08-22 16:00 | LONG | LONG | BALP | 9.16 | 31.42 |  | 31.42 | 22.26 |  | 22.26 | 9.74 | 31.42 |  | 31.42 | 21.68 |  | 21.68 | 9.58 | 31.42 |  | 31.42 | 21.84 |  | 21.84
2020-08-22 17:00 | SHORT | SHORT | BALP | 9.16 | 68.4 | 68.4 |  | 77.56 | 77.56 |  | 9.74 | 68.4 | 68.4 |  | 78.14 | 78.14 |  | 9.58 | 68.4 | 68.4 |  | 77.98 | 77.98
2020-08-22 18:00 | LONG | LONG | BALP | 9.16 | 9.4 |  | 9.4 | 0.24 |  | 0.24 | 9.74 | 9.4 |  | 9.4 | -0.34 |  | -0.34 | 9.58 | 9.4 |  | 9.4 | -0.18 |  | -0.18
2020-08-22 19:00 | LONG | LONG | BALP | 9.16 | 33.4 |  | 33.4 | 24.24 |  | 24.24 | 9.74 | 33.4 |  | 33.4 | 23.66 |  | 23.66 | 9.58 | 33.4 |  | 33.4 | 23.82 |  | 23.82
2020-08-22 20:00 | SHORT | SHORT | BALP | 9.16 | 68.4 | 68.4 |  | 77.56 | 77.56 |  | 9.74 | 68.4 | 68.4 |  | 78.14 | 78.14 |  | 9.58 | 68.4 | 68.4 |  | 77.98 | 77.98
2020-08-22 21:00 | SHORT | SHORT | BALP | 9.16 | 80 | 80 |  | 89.16 | 89.16 |  | 9.74 | 80 | 80 |  | 89.74 | 89.74 |  | 9.58 | 80 | 80 |  | 89.58 | 89.58
2020-08-22 22:00 | LONG | LONG | BALP | 9.16 | 14.4 |  | 14.4 | 5.24 |  | 5.24 | 9.74 | 14.4 |  | 14.4 | 4.66 |  | 4.66 | 9.58 | 14.4 |  | 14.4 | 4.82 |  | 4.82
2020-08-22 23:00 | LONG | LONG | BALP | 9.16 | 9.4 |  | 9.4 | 0.24 |  | 0.24 | 9.74 | 9.4 |  | 9.4 | -0.34 |  | -0.34 | 9.58 | 9.4 |  | 9.4 | -0.18 |  | -0.18
2020-08-23 | LONG | LONG | BALP | 9.16 | -3.9 |  | -3.9 | -13.06 |  | -13.06 | 9.74 | -3.9 |  | -3.9 | -13.64 |  | -13.64 | 9.58 | -3.9 |  | -3.9 | -13.48 |  | -13.48
2020-08-23 01:00 | SHORT | SHORT | BALP | 9.16 | 125 | 125 |  | 134.16 | 134.16 |  | 9.74 | 125 | 125 |  | 134.74 | 134.74 |  | 9.58 | 125 | 125 |  | 134.58 | 134.58
2020-08-23 02:00 | SHORT | SHORT | BALP | 9.16 | 125 | 125 |  | 134.16 | 134.16 |  | 9.74 | 125 | 125 |  | 134.74 | 134.74 |  | 9.58 | 125 | 125 |  | 134.58 | 134.58
2020-08-23 03:00 | SHORT | SHORT | BALP | 9.16 | 94 | 94 |  | 103.16 | 103.16 |  | 9.74 | 94 | 94 |  | 103.74 | 103.74 |  | 9.58 | 94 | 94 |  | 103.58 | 103.58
2020-08-23 04:00 | SHORT | SHORT | BALP | 9.16 | 16.09 | 16.09 |  | 25.25 | 25.25 |  | 9.74 | 16.09 | 16.09 |  | 25.83 | 25.83 |  | 9.58 | 16.09 | 16.09 |  | 25.67 | 25.67
2020-08-23 05:00 | SHORT | SHORT | BALP | 9.16 | 94 | 94 |  | 103.16 | 103.16 |  | 9.74 | 94 | 94 |  | 103.74 | 103.74 |  | 9.58 | 94 | 94 |  | 103.58 | 103.58
2020-08-23 06:00 | SHORT | LONG | BALP | 9.16 | 11.84 | 11.84 |  | 21 | 21 |  | 9.74 | 11.84 | 11.84 |  | 21.58 | 21.58 |  | 9.58 | 11.84 |  | 11.84 | 2.26 |  | 2.26
2020-08-23 07:00 | SHORT | SHORT | BALP | 9.16 | 125 | 125 |  | 134.16 | 134.16 |  | 9.74 | 125 | 125 |  | 134.74 | 134.74 |  | 9.58 | 125 | 125 |  | 134.58 | 134.58
2020-08-23 08:00 | LONG | LONG | BALP | 9.16 | 19.2 |  | 19.2 | 10.04 |  | 10.04 | 9.74 | 19.2 |  | 19.2 | 9.46 |  | 9.46 | 9.58 | 19.2 |  | 19.2 | 9.62 |  | 9.62
2020-08-23 09:00 | SHORT | SHORT | VoAA | 9.16 | 36.87 | 36.87 |  | 46.03 | 46.03 |  | 9.74 | 36.34 | 36.34 |  | 46.08 | 46.08 |  | 9.58 | 22.19 | 22.19 |  | 31.77 | 31.77
2020-08-23 10:00 | SHORT | SHORT | VoAA | 9.16 | 36.1 | 36.1 |  | 45.26 | 45.26 |  | 9.74 | 35.1 | 35.1 |  | 44.84 | 44.84 |  | 9.58 | 31.87 | 31.87 |  | 41.45 | 41.45
2020-08-23 11:00 | SHORT | SHORT | VoAA | 9.16 | 34.91 | 34.91 |  | 44.07 | 44.07 |  | 9.74 | 34.51 | 34.51 |  | 44.25 | 44.25 |  | 9.58 | 32.16 | 32.16 |  | 41.74 | 41.74
2020-08-23 12:00 | LONG | LONG | VoAA | 9.16 | 34.1 |  | 34.1 | 24.94 |  | 24.94 | 9.74 | 33.09 |  | 33.09 | 23.35 |  | 23.35 | 9.58 | 29.91 |  | 29.91 | 20.33 |  | 20.33
2020-08-23 13:00 | LONG | LONG | VoAA | 9.16 | 34.1 |  | 34.1 | 24.94 |  | 24.94 | 9.74 | 34.53 |  | 34.53 | 24.79 |  | 24.79 | 9.58 | 27.07 |  | 27.07 | 17.49 |  | 17.49
2020-08-23 14:00 | SHORT | SHORT | BALP | 9.16 | 44.1 | 44.1 |  | 53.26 | 53.26 |  | 9.74 | 44.1 | 44.1 |  | 53.84 | 53.84 |  | 9.58 | 44.1 | 44.1 |  | 53.68 | 53.68
2020-08-23 15:00 | LONG | LONG | BALP | 9.16 | 0.3 |  | 0.3 | -8.86 |  | -8.86 | 9.74 | 0.3 |  | 0.3 | -9.44 |  | -9.44 | 9.58 | 0.3 |  | 0.3 | -9.28 |  | -9.28
2020-08-23 16:00 | LONG | LONG | BALP | 9.16 | 5 |  | 5 | -4.16 |  | -4.16 | 9.74 | 5 |  | 5 | -4.74 |  | -4.74 | 9.58 | 5 |  | 5 | -4.58 |  | -4.58
2020-08-23 17:00 | LONG | LONG | BALP | 9.16 | 8 |  | 8 | -1.16 |  | -1.16 | 9.74 | 8 |  | 8 | -1.74 |  | -1.74 | 9.58 | 8 |  | 8 | -1.58 |  | -1.58
2020-08-23 18:00 | LONG | LONG | BALP | 9.16 | 19.1 |  | 19.1 | 9.94 |  | 9.94 | 9.74 | 19.1 |  | 19.1 | 9.36 |  | 9.36 | 9.58 | 19.1 |  | 19.1 | 9.52 |  | 9.52
2020-08-23 19:00 | LONG | LONG | VoAA | 9.16 | 33.1 |  | 33.1 | 23.94 |  | 23.94 | 9.74 | 35.76 |  | 35.76 | 26.02 |  | 26.02 | 9.58 | 34.5 |  | 34.5 | 24.92 |  | 24.92
2020-08-23 20:00 | SHORT | SHORT | VoAA | 9.16 | 42.32 | 42.32 |  | 51.48 | 51.48 |  | 9.74 | 37.71 | 37.71 |  | 47.45 | 47.45 |  | 9.58 | 33.41 | 33.41 |  | 42.99 | 42.99
2020-08-23 21:00 | SHORT | SHORT | BALP | 9.16 | 120 | 120 |  | 129.16 | 129.16 |  | 9.74 | 120 | 120 |  | 129.74 | 129.74 |  | 9.58 | 120 | 120 |  | 129.58 | 129.58
2020-08-23 22:00 | LONG | LONG | VoAA | 9.16 | 33.1 |  | 33.1 | 23.94 |  | 23.94 | 9.74 | 41.55 |  | 41.55 | 31.81 |  | 31.81 | 9.58 | 38.87 |  | 38.87 | 29.29 |  | 29.29
2020-08-23 23:00 | LONG | LONG | BALP | 9.16 | 38.07 |  | 38.07 | 28.91 |  | 28.91 | 9.74 | 38.07 |  | 38.07 | 28.33 |  | 28.33 | 9.58 | 38.07 |  | 38.07 | 28.49 |  | 28.49
2020-08-24 | LONG | LONG | BALP | 9.16 | 8.5 |  | 8.5 | -0.66 |  | -0.66 | 9.74 | 8.5 |  | 8.5 | -1.24 |  | -1.24 | 9.58 | 8.5 |  | 8.5 | -1.08 |  | -1.08
2020-08-24 01:00 | LONG | LONG | VoAA | 9.16 | 32.7 |  | 32.7 | 23.54 |  | 23.54 | 9.74 | 30.48 |  | 30.48 | 20.74 |  | 20.74 | 9.58 | 28.02 |  | 28.02 | 18.44 |  | 18.44
2020-08-24 02:00 | LONG | LONG | BALP | 9.16 | -167.5 |  | -167.5 | -176.66 |  | -176.66 | 9.74 | -167.5 |  | -167.5 | -177.24 |  | -177.24 | 9.58 | -167.5 |  | -167.5 | -177.08 |  | -177.08
2020-08-24 03:00 | LONG | LONG | BALP | 9.16 | -167.5 |  | -167.5 | -176.66 |  | -176.66 | 9.74 | -167.5 |  | -167.5 | -177.24 |  | -177.24 | 9.58 | -167.5 |  | -167.5 | -177.08 |  | -177.08
2020-08-24 04:00 | LONG | LONG | BALP | 9.16 | 24.89 |  | 24.89 | 15.73 |  | 15.73 | 9.74 | 24.89 |  | 24.89 | 15.15 |  | 15.15 | 9.58 | 24.89 |  | 24.89 | 15.31 |  | 15.31
2020-08-24 05:00 | LONG | LONG | VoAA | 9.16 | 32.7 |  | 32.7 | 23.54 |  | 23.54 | 9.74 | 35.22 |  | 35.22 | 25.48 |  | 25.48 | 9.58 | 24.89 |  | 24.89 | 15.31 |  | 15.31
2020-08-24 06:00 | LONG | LONG | BALP | 9.16 | -167.5 |  | -167.5 | -176.66 |  | -176.66 | 9.74 | -167.5 |  | -167.5 | -177.24 |  | -177.24 | 9.58 | -167.5 |  | -167.5 | -177.08 |  | -177.08
2020-08-24 07:00 | SHORT | SHORT | BALP | 9.16 | 120 | 120 |  | 129.16 | 129.16 |  | 9.74 | 120 | 120 |  | 129.74 | 129.74 |  | 9.58 | 120 | 120 |  | 129.58 | 129.58
2020-08-24 08:00 | LONG | LONG | BALP | 9.16 | 43.3 |  | 43.3 | 34.14 |  | 34.14 | 9.74 | 43.3 |  | 43.3 | 33.56 |  | 33.56 | 9.58 | 43.3 |  | 43.3 | 33.72 |  | 33.72
2020-08-24 09:00 | LONG | LONG | BALP | 9.16 | 50.3 |  | 50.3 | 41.14 |  | 41.14 | 9.74 | 50.3 |  | 50.3 | 40.56 |  | 40.56 | 9.58 | 50.3 |  | 50.3 | 40.72 |  | 40.72
2020-08-24 10:00 | LONG | LONG | BALP | 9.16 | 37.6 |  | 37.6 | 28.44 |  | 28.44 | 9.74 | 37.6 |  | 37.6 | 27.86 |  | 27.86 | 9.58 | 37.6 |  | 37.6 | 28.02 |  | 28.02
2020-08-24 11:00 | LONG | LONG | BALP | 9.16 | 15.2 |  | 15.2 | 6.04 |  | 6.04 | 9.74 | 15.2 |  | 15.2 | 5.46 |  | 5.46 | 9.58 | 15.2 |  | 15.2 | 5.62 |  | 5.62
2020-08-24 12:00 | LONG | LONG | BALP | 9.16 | 13.09 |  | 13.09 | 3.93 |  | 3.93 | 9.74 | 13.09 |  | 13.09 | 3.35 |  | 3.35 | 9.58 | 13.09 |  | 13.09 | 3.51 |  | 3.51
2020-08-24 13:00 | LONG | LONG | BALP | 9.16 | 13.2 |  | 13.2 | 4.04 |  | 4.04 | 9.74 | 13.2 |  | 13.2 | 3.46 |  | 3.46 | 9.58 | 13.2 |  | 13.2 | 3.62 |  | 3.62
2020-08-24 14:00 | SHORT | SHORT | BALP | 9.16 | 60.52 | 60.52 |  | 69.68 | 69.68 |  | 9.74 | 60.52 | 60.52 |  | 70.26 | 70.26 |  | 9.58 | 60.52 | 60.52 |  | 70.1 | 70.1
2020-08-24 15:00 | LONG | LONG | BALP | 9.16 | 16.4 |  | 16.4 | 7.24 |  | 7.24 | 9.74 | 16.4 |  | 16.4 | 6.66 |  | 6.66 | 9.58 | 16.4 |  | 16.4 | 6.82 |  | 6.82
2020-08-24 16:00 | LONG | LONG | BALP | 9.16 | 16.4 |  | 16.4 | 7.24 |  | 7.24 | 9.74 | 16.4 |  | 16.4 | 6.66 |  | 6.66 | 9.58 | 16.4 |  | 16.4 | 6.82 |  | 6.82
2020-08-24 17:00 | LONG | LONG | BALP | 9.16 | 25.4 |  | 25.4 | 16.24 |  | 16.24 | 9.74 | 25.4 |  | 25.4 | 15.66 |  | 15.66 | 9.58 | 25.4 |  | 25.4 | 15.82 |  | 15.82
2020-08-24 18:00 | LONG | LONG | BALP | 9.16 | 26.02 |  | 26.02 | 16.86 |  | 16.86 | 9.74 | 26.02 |  | 26.02 | 16.28 |  | 16.28 | 9.58 | 26.02 |  | 26.02 | 16.44 |  | 16.44
2020-08-24 19:00 | SHORT | LONG | BALP | 9.16 | 61.6 | 61.6 |  | 70.76 | 70.76 |  | 9.74 | 61.6 | 61.6 |  | 71.34 | 71.34 |  | 9.58 | 57.24 |  | 57.24 | 47.66 |  | 47.66
2020-08-24 20:00 | SHORT | SHORT | BALP | 9.16 | 79.6 | 79.6 |  | 88.76 | 88.76 |  | 9.74 | 79.6 | 79.6 |  | 89.34 | 89.34 |  | 9.58 | 79.6 | 79.6 |  | 89.18 | 89.18
2020-08-24 21:00 | LONG | LONG | BALP | 9.16 | 26 |  | 26 | 16.84 |  | 16.84 | 9.74 | 26 |  | 26 | 16.26 |  | 16.26 | 9.58 | 26 |  | 26 | 16.42 |  | 16.42
2020-08-24 22:00 | LONG | LONG | BALP | 9.16 | 25 |  | 25 | 15.84 |  | 15.84 | 9.74 | 25 |  | 25 | 15.26 |  | 15.26 | 9.58 | 25 |  | 25 | 15.42 |  | 15.42
2020-08-24 23:00 | SHORT | SHORT | BALP | 9.16 | 35.71 | 35.71 |  | 44.87 | 44.87 |  | 9.74 | 35.71 | 35.71 |  | 45.45 | 45.45 |  | 9.58 | 35.71 | 35.71 |  | 45.29 | 45.29
2020-08-25 | SHORT | LONG | BALP | 9.16 | 30.71 | 30.71 |  | 39.87 | 39.87 |  | 9.74 | 30.71 | 30.71 |  | 40.45 | 40.45 |  | 9.58 | 30.71 |  | 30.71 | 21.13 |  | 21.13
2020-08-25 01:00 | SHORT | SHORT | BALP | 9.16 | 44.16 | 44.16 |  | 53.32 | 53.32 |  | 9.74 | 44.16 | 44.16 |  | 53.9 | 53.9 |  | 9.58 | 44.16 | 44.16 |  | 53.74 | 53.74
2020-08-25 02:00 | SHORT | SHORT | BALP | 9.16 | 41 | 41 |  | 50.16 | 50.16 |  | 9.74 | 41 | 41 |  | 50.74 | 50.74 |  | 9.58 | 41 | 41 |  | 50.58 | 50.58
2020-08-25 03:00 | LONG | LONG | VoAA | 9.16 | 40.9 |  | 40.9 | 31.74 |  | 31.74 | 9.74 | 37.85 |  | 37.85 | 28.11 |  | 28.11 | 9.58 | 29.04 |  | 29.04 | 19.46 |  | 19.46
2020-08-25 04:00 | LONG | LONG | VoAA | 9.16 | 40.9 |  | 40.9 | 31.74 |  | 31.74 | 9.74 | 39.09 |  | 39.09 | 29.35 |  | 29.35 | 9.58 | 29.8 |  | 29.8 | 20.22 |  | 20.22
2020-08-25 05:00 | LONG | LONG | BALP | 9.16 | 32.68 |  | 32.68 | 23.52 |  | 23.52 | 9.74 | 32.68 |  | 32.68 | 22.94 |  | 22.94 | 9.58 | 32.68 |  | 32.68 | 23.1 |  | 23.1
2020-08-25 06:00 | LONG | LONG | BALP | 9.16 | 34.7 |  | 34.7 | 25.54 |  | 25.54 | 9.74 | 34.7 |  | 34.7 | 24.96 |  | 24.96 | 9.58 | 34.7 |  | 34.7 | 25.12 |  | 25.12
2020-08-25 07:00 | LONG | LONG | BALP | 9.16 | 26.5 |  | 26.5 | 17.34 |  | 17.34 | 9.74 | 26.5 |  | 26.5 | 16.76 |  | 16.76 | 9.58 | 26.5 |  | 26.5 | 16.92 |  | 16.92
2020-08-25 08:00 | LONG | LONG | BALP | 9.16 | 69.56 |  | 69.56 | 60.4 |  | 60.4 | 9.74 | 69.56 |  | 69.56 | 59.82 |  | 59.82 | 9.58 | 69.56 |  | 69.56 | 59.98 |  | 59.98
2020-08-25 09:00 | SHORT | SHORT | BALP | 9.16 | 88.8 | 88.8 |  | 97.96 | 97.96 |  | 9.74 | 88.8 | 88.8 |  | 98.54 | 98.54 |  | 9.58 | 88.8 | 88.8 |  | 98.38 | 98.38
2020-08-25 10:00 | LONG | LONG | BALP | 9.16 | 23 |  | 23 | 13.84 |  | 13.84 | 9.74 | 23 |  | 23 | 13.26 |  | 13.26 | 9.58 | 23 |  | 23 | 13.42 |  | 13.42
2020-08-25 11:00 | LONG | LONG | BALP | 9.16 | 20 |  | 20 | 10.84 |  | 10.84 | 9.74 | 20 |  | 20 | 10.26 |  | 10.26 | 9.58 | 20 |  | 20 | 10.42 |  | 10.42
2020-08-25 12:00 | LONG | LONG | BALP | 9.16 | 20 |  | 20 | 10.84 |  | 10.84 | 9.74 | 20 |  | 20 | 10.26 |  | 10.26 | 9.58 | 20 |  | 20 | 10.42 |  | 10.42
2020-08-25 13:00 | LONG | LONG | BALP | 9.16 | 20 |  | 20 | 10.84 |  | 10.84 | 9.74 | 20 |  | 20 | 10.26 |  | 10.26 | 9.58 | 20 |  | 20 | 10.42 |  | 10.42
2020-08-25 14:00 | LONG | LONG | BALP | 9.16 | 20 |  | 20 | 10.84 |  | 10.84 | 9.74 | 20 |  | 20 | 10.26 |  | 10.26 | 9.58 | 20 |  | 20 | 10.42 |  | 10.42
2020-08-25 15:00 | LONG | LONG | BALP | 9.16 | 16.18 |  | 16.18 | 7.02 |  | 7.02 | 9.74 | 16.18 |  | 16.18 | 6.44 |  | 6.44 | 9.58 | 16.18 |  | 16.18 | 6.6 |  | 6.6
2020-08-25 16:00 | LONG | LONG | BALP | 9.16 | 15.89 |  | 15.89 | 6.73 |  | 6.73 | 9.74 | 15.89 |  | 15.89 | 6.15 |  | 6.15 | 9.58 | 15.89 |  | 15.89 | 6.31 |  | 6.31
2020-08-25 17:00 | LONG | LONG | VoAA | 9.16 | 51.6 |  | 51.6 | 42.44 |  | 42.44 | 9.74 | 52.6 |  | 52.6 | 42.86 |  | 42.86 | 9.58 | 64.05 |  | 64.05 | 54.47 |  | 54.47
2020-08-25 18:00 | LONG | LONG | BALP | 9.16 | 14.65 |  | 14.65 | 5.49 |  | 5.49 | 9.74 | 14.65 |  | 14.65 | 4.91 |  | 4.91 | 9.58 | 14.65 |  | 14.65 | 5.07 |  | 5.07
2020-08-25 19:00 | LONG | LONG | BALP | 9.16 | 18 |  | 18 | 8.84 |  | 8.84 | 9.74 | 18 |  | 18 | 8.26 |  | 8.26 | 9.58 | 18 |  | 18 | 8.42 |  | 8.42
2020-08-25 20:00 | LONG | LONG | BALP | 9.16 | 16.86 |  | 16.86 | 7.7 |  | 7.7 | 9.74 | 16.86 |  | 16.86 | 7.12 |  | 7.12 | 9.58 | 16.86 |  | 16.86 | 7.28 |  | 7.28
2020-08-25 21:00 | LONG | LONG | BALP | 9.16 | 14.9 |  | 14.9 | 5.74 |  | 5.74 | 9.74 | 14.9 |  | 14.9 | 5.16 |  | 5.16 | 9.58 | 14.9 |  | 14.9 | 5.32 |  | 5.32
2020-08-25 22:00 | LONG | LONG | BALP | 9.16 | 14.89 |  | 14.89 | 5.73 |  | 5.73 | 9.74 | 14.89 |  | 14.89 | 5.15 |  | 5.15 | 9.58 | 14.89 |  | 14.89 | 5.31 |  | 5.31
2020-08-25 23:00 | LONG | LONG | BALP | 9.16 | 15 |  | 15 | 5.84 |  | 5.84 | 9.74 | 15 |  | 15 | 5.26 |  | 5.26 | 9.58 | 15 |  | 15 | 5.42 |  | 5.42
2020-08-26 | LONG | LONG | VoAA | 9.16 | 40.9 |  | 40.9 | 31.74 |  | 31.74 | 9.74 | 33.55 |  | 33.55 | 23.81 |  | 23.81 | 9.58 | 23.33 |  | 23.33 | 13.75 |  | 13.75
2020-08-26 01:00 | LONG | LONG | BALP | 9.16 | 20.8 |  | 20.8 | 11.64 |  | 11.64 | 9.74 | 20.8 |  | 20.8 | 11.06 |  | 11.06 | 9.58 | 20.8 |  | 20.8 | 11.22 |  | 11.22
2020-08-26 02:00 | LONG | LONG | BALP | 9.16 | 20.8 |  | 20.8 | 11.64 |  | 11.64 | 9.74 | 20.8 |  | 20.8 | 11.06 |  | 11.06 | 9.58 | 20.8 |  | 20.8 | 11.22 |  | 11.22
2020-08-26 03:00 | LONG | LONG | BALP | 9.16 | 20.53 |  | 20.53 | 11.37 |  | 11.37 | 9.74 | 20.53 |  | 20.53 | 10.79 |  | 10.79 | 9.58 | 20.53 |  | 20.53 | 10.95 |  | 10.95
2020-08-26 04:00 | LONG | LONG | BALP | 9.16 | 16.34 |  | 16.34 | 7.18 |  | 7.18 | 9.74 | 16.34 |  | 16.34 | 6.6 |  | 6.6 | 9.58 | 16.34 |  | 16.34 | 6.76 |  | 6.76
2020-08-26 05:00 | LONG | LONG | BALP | 9.16 | 16.31 |  | 16.31 | 7.15 |  | 7.15 | 9.74 | 16.31 |  | 16.31 | 6.57 |  | 6.57 | 9.58 | 16.31 |  | 16.31 | 6.73 |  | 6.73
2020-08-26 06:00 | LONG | LONG | BALP | 9.16 | 14.12 |  | 14.12 | 4.96 |  | 4.96 | 9.74 | 14.12 |  | 14.12 | 4.38 |  | 4.38 | 9.58 | 14.12 |  | 14.12 | 4.54 |  | 4.54
2020-08-26 07:00 | LONG | LONG | BALP | 9.16 | 17.06 |  | 17.06 | 7.9 |  | 7.9 | 9.74 | 17.06 |  | 17.06 | 7.32 |  | 7.32 | 9.58 | 17.06 |  | 17.06 | 7.48 |  | 7.48
2020-08-26 08:00 | SHORT | SHORT | VoAA | 9.16 | 51.89 | 51.89 |  | 61.05 | 61.05 |  | 9.74 | 52.95 | 52.95 |  | 62.69 | 62.69 |  | 9.58 | 49.89 | 49.89 |  | 59.47 | 59.47
2020-08-26 09:00 | LONG | LONG | BALP | 9.16 | 60.1 |  | 60.1 | 50.94 |  | 50.94 | 9.74 | 60.1 |  | 60.1 | 50.36 |  | 50.36 | 9.58 | 60.1 |  | 60.1 | 50.52 |  | 50.52
2020-08-26 10:00 | LONG | LONG | BALP | 9.16 | 54 |  | 54 | 44.84 |  | 44.84 | 9.74 | 54 |  | 54 | 44.26 |  | 44.26 | 9.58 | 54 |  | 54 | 44.42 |  | 44.42
2020-08-26 11:00 | LONG | LONG | BALP | 9.16 | 54 |  | 54 | 44.84 |  | 44.84 | 9.74 | 54 |  | 54 | 44.26 |  | 44.26 | 9.58 | 54 |  | 54 | 44.42 |  | 44.42
2020-08-26 12:00 | LONG | LONG | BALP | 9.16 | 54 |  | 54 | 44.84 |  | 44.84 | 9.74 | 54 |  | 54 | 44.26 |  | 44.26 | 9.58 | 54 |  | 54 | 44.42 |  | 44.42
2020-08-26 13:00 | SHORT | SHORT | BALP | 9.16 | 59.59 | 59.59 |  | 68.75 | 68.75 |  | 9.74 | 59.59 | 59.59 |  | 69.33 | 69.33 |  | 9.58 | 59.59 | 59.59 |  | 69.17 | 69.17
2020-08-26 14:00 | LONG | LONG | BALP | 9.16 | 35 |  | 35 | 25.84 |  | 25.84 | 9.74 | 35 |  | 35 | 25.26 |  | 25.26 | 9.58 | 35 |  | 35 | 25.42 |  | 25.42
2020-08-26 15:00 | LONG | LONG | BALP | 9.16 | 19 |  | 19 | 9.84 |  | 9.84 | 9.74 | 19 |  | 19 | 9.26 |  | 9.26 | 9.58 | 19 |  | 19 | 9.42 |  | 9.42
2020-08-26 16:00 | LONG | LONG | BALP | 9.16 | 19 |  | 19 | 9.84 |  | 9.84 | 9.74 | 19 |  | 19 | 9.26 |  | 9.26 | 9.58 | 19 |  | 19 | 9.42 |  | 9.42
2020-08-26 17:00 | LONG | LONG | VoAA | 9.16 | 54 |  | 54 | 44.84 |  | 44.84 | 9.74 | 53 |  | 53 | 43.26 |  | 43.26 | 9.58 | 49.99 |  | 49.99 | 40.41 |  | 40.41
2020-08-26 18:00 | LONG | LONG | VoAA | 9.16 | 54 |  | 54 | 44.84 |  | 44.84 | 9.74 | 55 |  | 55 | 45.26 |  | 45.26 | 9.58 | 54.92 |  | 54.92 | 45.34 |  | 45.34
2020-08-26 19:00 | LONG | LONG | VoAA | 9.16 | 54 |  | 54 | 44.84 |  | 44.84 | 9.74 | 54.32 |  | 54.32 | 44.58 |  | 44.58 | 9.58 | 52.64 |  | 52.64 | 43.06 |  | 43.06
2020-08-26 20:00 | SHORT | SHORT | BALP | 9.16 | 85 | 85 |  | 94.16 | 94.16 |  | 9.74 | 85 | 85 |  | 94.74 | 94.74 |  | 9.58 | 85 | 85 |  | 94.58 | 94.58
2020-08-26 21:00 | SHORT | SHORT | BALP | 9.16 | 51.8 | 51.8 |  | 60.96 | 60.96 |  | 9.74 | 51.8 | 51.8 |  | 61.54 | 61.54 |  | 9.58 | 51.8 | 51.8 |  | 61.38 | 61.38
2020-08-26 22:00 | LONG | LONG | BALP | 9.16 | 39.97 |  | 39.97 | 30.81 |  | 30.81 | 9.74 | 39.97 |  | 39.97 | 30.23 |  | 30.23 | 9.58 | 39.97 |  | 39.97 | 30.39 |  | 30.39
2020-08-26 23:00 | LONG | LONG | BALP | 9.16 | 0.21 |  | 0.21 | -8.95 |  | -8.95 | 9.74 | 0.21 |  | 0.21 | -9.53 |  | -9.53 | 9.58 | 0.21 |  | 0.21 | -9.37 |  | -9.37
2020-08-27 | LONG | LONG | VoAA | 9.16 | 34.7 |  | 34.7 | 25.54 |  | 25.54 | 9.74 | 31.23 |  | 31.23 | 21.49 |  | 21.49 | 9.58 | 21.44 |  | 21.44 | 11.86 |  | 11.86
2020-08-27 01:00 | LONG | LONG | VoAA | 9.16 | 1 |  | 1 | -8.16 |  | -8.16 | 9.74 | 13.06 |  | 13.06 | 3.32 |  | 3.32 | 9.58 | 22.76 |  | 22.76 | 13.18 |  | 13.18
2020-08-27 02:00 | LONG | LONG | BALP | 9.16 | 20.11 |  | 20.11 | 10.95 |  | 10.95 | 9.74 | 20.11 |  | 20.11 | 10.37 |  | 10.37 | 9.58 | 20.11 |  | 20.11 | 10.53 |  | 10.53
2020-08-27 03:00 | LONG | LONG | BALP | 9.16 | 20.97 |  | 20.97 | 11.81 |  | 11.81 | 9.74 | 20.97 |  | 20.97 | 11.23 |  | 11.23 | 9.58 | 20.97 |  | 20.97 | 11.39 |  | 11.39
2020-08-27 04:00 | LONG | LONG | VoAA | 9.16 | 1 |  | 1 | -8.16 |  | -8.16 | 9.74 | 15.93 |  | 15.93 | 6.19 |  | 6.19 | 9.58 | 23.57 |  | 23.57 | 13.99 |  | 13.99
2020-08-27 05:00 | LONG | LONG | BALP | 9.16 | 25.86 |  | 25.86 | 16.7 |  | 16.7 | 9.74 | 25.86 |  | 25.86 | 16.12 |  | 16.12 | 9.58 | 25.86 |  | 25.86 | 16.28 |  | 16.28
2020-08-27 06:00 | LONG | LONG | BALP | 9.16 | 1 |  | 1 | -8.16 |  | -8.16 | 9.74 | 1 |  | 1 | -8.74 |  | -8.74 | 9.58 | 1 |  | 1 | -8.58 |  | -8.58
2020-08-27 07:00 | LONG | LONG | BALP | 9.16 | 7.65 |  | 7.65 | -1.51 |  | -1.51 | 9.74 | 7.65 |  | 7.65 | -2.09 |  | -2.09 | 9.58 | 7.65 |  | 7.65 | -1.93 |  | -1.93
2020-08-27 08:00 | SHORT | SHORT | BALP | 9.16 | 85 | 85 |  | 94.16 | 94.16 |  | 9.74 | 85 | 85 |  | 94.74 | 94.74 |  | 9.58 | 85 | 85 |  | 94.58 | 94.58
2020-08-27 09:00 | SHORT | SHORT | BALP | 9.16 | 125 | 125 |  | 134.16 | 134.16 |  | 9.74 | 125 | 125 |  | 134.74 | 134.74 |  | 9.58 | 125 | 125 |  | 134.58 | 134.58
2020-08-27 10:00 | SHORT | SHORT | BALP | 9.16 | 73.89 | 73.89 |  | 83.05 | 83.05 |  | 9.74 | 73.89 | 73.89 |  | 83.63 | 83.63 |  | 9.58 | 73.89 | 73.89 |  | 83.47 | 83.47
2020-08-27 11:00 | SHORT | LONG | BALP | 9.16 | 56.3 | 56.3 |  | 65.46 | 65.46 |  | 9.74 | 56.3 | 56.3 |  | 66.04 | 66.04 |  | 9.58 | 58.59 |  | 58.59 | 49.01 |  | 49.01
2020-08-27 12:00 | LONG | LONG | VoAA | 9.16 | 46.3 |  | 46.3 | 37.14 |  | 37.14 | 9.74 | 51.62 |  | 51.62 | 41.88 |  | 41.88 | 9.58 | 54.94 |  | 54.94 | 45.36 |  | 45.36
2020-08-27 13:00 | LONG | LONG | BALP | 9.16 | 30 |  | 30 | 20.84 |  | 20.84 | 9.74 | 30 |  | 30 | 20.26 |  | 20.26 | 9.58 | 30 |  | 30 | 20.42 |  | 20.42
2020-08-27 14:00 | LONG | LONG | BALP | 9.16 | 27 |  | 27 | 17.84 |  | 17.84 | 9.74 | 27 |  | 27 | 17.26 |  | 17.26 | 9.58 | 27 |  | 27 | 17.42 |  | 17.42
2020-08-27 15:00 | LONG | LONG | VoAA | 9.16 | 46.3 |  | 46.3 | 37.14 |  | 37.14 | 9.74 | 47.3 |  | 47.3 | 37.56 |  | 37.56 | 9.58 | 49.92 |  | 49.92 | 40.34 |  | 40.34
2020-08-27 16:00 | LONG | LONG | BALP | 9.16 | 46.3 |  | 46.3 | 37.14 |  | 37.14 | 9.74 | 46.3 |  | 46.3 | 36.56 |  | 36.56 | 9.58 | 46.3 |  | 46.3 | 36.72 |  | 36.72
2020-08-27 17:00 | LONG | LONG | BALP | 9.16 | 30 |  | 30 | 20.84 |  | 20.84 | 9.74 | 30 |  | 30 | 20.26 |  | 20.26 | 9.58 | 30 |  | 30 | 20.42 |  | 20.42
2020-08-27 18:00 | LONG | LONG | BALP | 9.16 | 32.3 |  | 32.3 | 23.14 |  | 23.14 | 9.74 | 32.3 |  | 32.3 | 22.56 |  | 22.56 | 9.58 | 32.3 |  | 32.3 | 22.72 |  | 22.72
2020-08-27 19:00 | LONG | LONG | BALP | 9.16 | 70.39 |  | 70.39 | 61.23 |  | 61.23 | 9.74 | 70.39 |  | 70.39 | 60.65 |  | 60.65 | 9.58 | 70.39 |  | 70.39 | 60.81 |  | 60.81
2020-08-27 20:00 | SHORT | SHORT | BALP | 9.16 | 125 | 125 |  | 134.16 | 134.16 |  | 9.74 | 125 | 125 |  | 134.74 | 134.74 |  | 9.58 | 125 | 125 |  | 134.58 | 134.58
2020-08-27 21:00 | SHORT | SHORT | BALP | 9.16 | 125 | 125 |  | 134.16 | 134.16 |  | 9.74 | 125 | 125 |  | 134.74 | 134.74 |  | 9.58 | 125 | 125 |  | 134.58 | 134.58
2020-08-27 22:00 | SHORT | SHORT | BALP | 9.16 | 125 | 125 |  | 134.16 | 134.16 |  | 9.74 | 125 | 125 |  | 134.74 | 134.74 |  | 9.58 | 125 | 125 |  | 134.58 | 134.58
2020-08-27 23:00 | LONG | LONG | BALP | 9.16 | 46.3 |  | 46.3 | 37.14 |  | 37.14 | 9.74 | 46.3 |  | 46.3 | 36.56 |  | 36.56 | 9.58 | 46.3 |  | 46.3 | 36.72 |  | 36.72
2020-08-28 | SHORT | SHORT | BALP | 9.16 | 50 | 50 |  | 59.16 | 59.16 |  | 9.74 | 50 | 50 |  | 59.74 | 59.74 |  | 9.58 | 50 | 50 |  | 59.58 | 59.58
2020-08-28 01:00 | SHORT | SHORT | VoAA | 9.16 | 34.6 | 34.6 |  | 43.76 | 43.76 |  | 9.74 | 33.6 | 33.6 |  | 43.34 | 43.34 |  | 9.58 | 30.9 | 30.9 |  | 40.48 | 40.48
2020-08-28 02:00 | LONG | LONG | VoAA | 9.16 | 36.1 |  | 36.1 | 26.94 |  | 26.94 | 9.74 | 35.53 |  | 35.53 | 25.79 |  | 25.79 | 9.58 | 30.19 |  | 30.19 | 20.61 |  | 20.61
2020-08-28 03:00 | LONG | LONG | BALP | 9.16 | 27.1 |  | 27.1 | 17.94 |  | 17.94 | 9.74 | 27.1 |  | 27.1 | 17.36 |  | 17.36 | 9.58 | 27.1 |  | 27.1 | 17.52 |  | 17.52
2020-08-28 04:00 | LONG | LONG | VoAA | 9.16 | 36.1 |  | 36.1 | 26.94 |  | 26.94 | 9.74 | 35.57 |  | 35.57 | 25.83 |  | 25.83 | 9.58 | 28.47 |  | 28.47 | 18.89 |  | 18.89
2020-08-28 05:00 | SHORT | SHORT | BALP | 9.16 | 44 | 44 |  | 53.16 | 53.16 |  | 9.74 | 44 | 44 |  | 53.74 | 53.74 |  | 9.58 | 44 | 44 |  | 53.58 | 53.58
2020-08-28 06:00 | LONG | LONG | BALP | 9.16 | 34.9 |  | 34.9 | 25.74 |  | 25.74 | 9.74 | 34.9 |  | 34.9 | 25.16 |  | 25.16 | 9.58 | 34.9 |  | 34.9 | 25.32 |  | 25.32
2020-08-28 07:00 | LONG | LONG | VoAA | 9.16 | 43.6 |  | 43.6 | 34.44 |  | 34.44 | 9.74 | 44.6 |  | 44.6 | 34.86 |  | 34.86 | 9.58 | 53.93 |  | 53.93 | 44.35 |  | 44.35
2020-08-28 08:00 | LONG | LONG | BALP | 9.16 | 49 |  | 49 | 39.84 |  | 39.84 | 9.74 | 49 |  | 49 | 39.26 |  | 39.26 | 9.58 | 49 |  | 49 | 39.42 |  | 39.42
2020-08-28 09:00 | LONG | LONG | BALP | 9.16 | 60.3 |  | 60.3 | 51.14 |  | 51.14 | 9.74 | 60.3 |  | 60.3 | 50.56 |  | 50.56 | 9.58 | 60.3 |  | 60.3 | 50.72 |  | 50.72
2020-08-28 10:00 | LONG | LONG | BALP | 9.16 | 60.39 |  | 60.39 | 51.23 |  | 51.23 | 9.74 | 60.39 |  | 60.39 | 50.65 |  | 50.65 | 9.58 | 60.39 |  | 60.39 | 50.81 |  | 50.81
2020-08-28 11:00 | LONG | LONG | BALP | 9.16 | 60.35 |  | 60.35 | 51.19 |  | 51.19 | 9.74 | 60.35 |  | 60.35 | 50.61 |  | 50.61 | 9.58 | 60.35 |  | 60.35 | 50.77 |  | 50.77
2020-08-28 12:00 | LONG | LONG | BALP | 9.16 | 28 |  | 28 | 18.84 |  | 18.84 | 9.74 | 28 |  | 28 | 18.26 |  | 18.26 | 9.58 | 28 |  | 28 | 18.42 |  | 18.42
2020-08-28 13:00 | LONG | LONG | BALP | 9.16 | 35 |  | 35 | 25.84 |  | 25.84 | 9.74 | 35 |  | 35 | 25.26 |  | 25.26 | 9.58 | 35 |  | 35 | 25.42 |  | 25.42
2020-08-28 14:00 | LONG | LONG | BALP | 9.16 | 28 |  | 28 | 18.84 |  | 18.84 | 9.74 | 28 |  | 28 | 18.26 |  | 18.26 | 9.58 | 28 |  | 28 | 18.42 |  | 18.42
2020-08-28 15:00 | LONG | LONG | BALP | 9.16 | 45 |  | 45 | 35.84 |  | 35.84 | 9.74 | 45 |  | 45 | 35.26 |  | 35.26 | 9.58 | 45 |  | 45 | 35.42 |  | 35.42
2020-08-28 16:00 | LONG | LONG | BALP | 9.16 | 49 |  | 49 | 39.84 |  | 39.84 | 9.74 | 49 |  | 49 | 39.26 |  | 39.26 | 9.58 | 49 |  | 49 | 39.42 |  | 39.42
2020-08-28 17:00 | LONG | LONG | BALP | 9.16 | 30 |  | 30 | 20.84 |  | 20.84 | 9.74 | 30 |  | 30 | 20.26 |  | 20.26 | 9.58 | 30 |  | 30 | 20.42 |  | 20.42
2020-08-28 18:00 | SHORT | SHORT | BALP | 9.16 | 46.08 | 46.08 |  | 55.24 | 55.24 |  | 9.74 | 46.08 | 46.08 |  | 55.82 | 55.82 |  | 9.58 | 46.08 | 46.08 |  | 55.66 | 55.66
2020-08-28 19:00 | LONG | LONG | BALP | 9.16 | 37.6 |  | 37.6 | 28.44 |  | 28.44 | 9.74 | 37.6 |  | 37.6 | 27.86 |  | 27.86 | 9.58 | 37.6 |  | 37.6 | 28.02 |  | 28.02
2020-08-28 20:00 | LONG | LONG | BALP | 9.16 | 25 |  | 25 | 15.84 |  | 15.84 | 9.74 | 25 |  | 25 | 15.26 |  | 15.26 | 9.58 | 25 |  | 25 | 15.42 |  | 15.42
2020-08-28 21:00 | SHORT | SHORT | BALP | 9.16 | 124 | 124 |  | 133.16 | 133.16 |  | 9.74 | 124 | 124 |  | 133.74 | 133.74 |  | 9.58 | 124 | 124 |  | 133.58 | 133.58
2020-08-28 22:00 | LONG | LONG | BALP | 9.16 | 24 |  | 24 | 14.84 |  | 14.84 | 9.74 | 24 |  | 24 | 14.26 |  | 14.26 | 9.58 | 24 |  | 24 | 14.42 |  | 14.42
2020-08-28 23:00 | LONG | LONG | BALP | 9.16 | 16 |  | 16 | 6.84 |  | 6.84 | 9.74 | 16 |  | 16 | 6.26 |  | 6.26 | 9.58 | 16 |  | 16 | 6.42 |  | 6.42
2020-08-29 | LONG | LONG | BALP | 9.16 | -0.96 |  | -0.96 | -10.12 |  | -10.12 | 9.74 | -0.96 |  | -0.96 | -10.7 |  | -10.7 | 9.58 | -0.96 |  | -0.96 | -10.54 |  | -10.54
2020-08-29 01:00 | SHORT | LONG | BALP | 9.16 | 40 | 40 |  | 49.16 | 49.16 |  | 9.74 | 40 | 40 |  | 49.74 | 49.74 |  | 9.58 | 27.55 |  | 27.55 | 17.97 |  | 17.97
2020-08-29 02:00 | LONG | LONG | VoAA | 9.16 | 6.04 |  | 6.04 | -3.12 |  | -3.12 | 9.74 | 23.02 |  | 23.02 | 13.28 |  | 13.28 | 9.58 | 26.29 |  | 26.29 | 16.71 |  | 16.71
2020-08-29 03:00 | LONG | LONG | BALP | 9.16 | 25.86 |  | 25.86 | 16.7 |  | 16.7 | 9.74 | 25.86 |  | 25.86 | 16.12 |  | 16.12 | 9.58 | 25.86 |  | 25.86 | 16.28 |  | 16.28
2020-08-29 04:00 | SHORT | SHORT | BALP | 9.16 | 40 | 40 |  | 49.16 | 49.16 |  | 9.74 | 40 | 40 |  | 49.74 | 49.74 |  | 9.58 | 40 | 40 |  | 49.58 | 49.58
2020-08-29 05:00 | SHORT | SHORT | BALP | 9.16 | 90 | 90 |  | 99.16 | 99.16 |  | 9.74 | 90 | 90 |  | 99.74 | 99.74 |  | 9.58 | 90 | 90 |  | 99.58 | 99.58
2020-08-29 06:00 | LONG | LONG | BALP | 9.16 | 25.54 |  | 25.54 | 16.38 |  | 16.38 | 9.74 | 25.54 |  | 25.54 | 15.8 |  | 15.8 | 9.58 | 25.54 |  | 25.54 | 15.96 |  | 15.96
2020-08-29 07:00 | LONG | LONG | BALP | 9.16 | 6.04 |  | 6.04 | -3.12 |  | -3.12 | 9.74 | 6.04 |  | 6.04 | -3.7 |  | -3.7 | 9.58 | 6.04 |  | 6.04 | -3.54 |  | -3.54
2020-08-29 08:00 | LONG | LONG | BALP | 9.16 | 31 |  | 31 | 21.84 |  | 21.84 | 9.74 | 31 |  | 31 | 21.26 |  | 21.26 | 9.58 | 31 |  | 31 | 21.42 |  | 21.42
2020-08-29 09:00 | SHORT | SHORT | BALP | 9.16 | 50 | 50 |  | 59.16 | 59.16 |  | 9.74 | 50 | 50 |  | 59.74 | 59.74 |  | 9.58 | 50 | 50 |  | 59.58 | 59.58
2020-08-29 10:00 | SHORT | SHORT | BALP | 9.16 | 93 | 93 |  | 102.16 | 102.16 |  | 9.74 | 93 | 93 |  | 102.74 | 102.74 |  | 9.58 | 93 | 93 |  | 102.58 | 102.58
2020-08-29 11:00 | SHORT | SHORT | BALP | 9.16 | 93 | 93 |  | 102.16 | 102.16 |  | 9.74 | 93 | 93 |  | 102.74 | 102.74 |  | 9.58 | 93 | 93 |  | 102.58 | 102.58
2020-08-29 12:00 | LONG | LONG | BALP | 9.16 | 34.3 |  | 34.3 | 25.14 |  | 25.14 | 9.74 | 34.3 |  | 34.3 | 24.56 |  | 24.56 | 9.58 | 34.3 |  | 34.3 | 24.72 |  | 24.72
2020-08-29 13:00 | LONG | LONG | VoAA | 9.16 | 53.3 |  | 53.3 | 44.14 |  | 44.14 | 9.74 | 45.67 |  | 45.67 | 35.93 |  | 35.93 | 9.58 | 36.03 |  | 36.03 | 26.45 |  | 26.45
2020-08-29 14:00 | SHORT | SHORT | VoAA | 9.16 | 38.02 | 38.02 |  | 47.18 | 47.18 |  | 9.74 | 45.66 | 45.66 |  | 55.4 | 55.4 |  | 9.58 | 36.02 | 36.02 |  | 45.6 | 45.6
2020-08-29 15:00 | SHORT | SHORT | BALP | 9.16 | 38.02 | 38.02 |  | 47.18 | 47.18 |  | 9.74 | 38.02 | 38.02 |  | 47.76 | 47.76 |  | 9.58 | 38.02 | 38.02 |  | 47.6 | 47.6
2020-08-29 16:00 | SHORT | SHORT | BALP | 9.16 | 38.03 | 38.03 |  | 47.19 | 47.19 |  | 9.74 | 38.03 | 38.03 |  | 47.77 | 47.77 |  | 9.58 | 38.03 | 38.03 |  | 47.61 | 47.61
2020-08-29 17:00 | SHORT | SHORT | BALP | 9.16 | 38.05 | 38.05 |  | 47.21 | 47.21 |  | 9.74 | 38.05 | 38.05 |  | 47.79 | 47.79 |  | 9.58 | 38.05 | 38.05 |  | 47.63 | 47.63
2020-08-29 18:00 | SHORT | SHORT | BALP | 9.16 | 39 | 39 |  | 48.16 | 48.16 |  | 9.74 | 39 | 39 |  | 48.74 | 48.74 |  | 9.58 | 39 | 39 |  | 48.58 | 48.58
2020-08-29 19:00 | SHORT | SHORT | BALP | 9.16 | 99 | 99 |  | 108.16 | 108.16 |  | 9.74 | 99 | 99 |  | 108.74 | 108.74 |  | 9.58 | 99 | 99 |  | 108.58 | 108.58
2020-08-29 20:00 | SHORT | SHORT | BALP | 9.16 | 99 | 99 |  | 108.16 | 108.16 |  | 9.74 | 99 | 99 |  | 108.74 | 108.74 |  | 9.58 | 99 | 99 |  | 108.58 | 108.58
2020-08-29 21:00 | SHORT | LONG | BALP | 9.16 | 49.99 | 49.99 |  | 59.15 | 59.15 |  | 9.74 | 49.99 | 49.99 |  | 59.73 | 59.73 |  | 9.58 | 46.91 |  | 46.91 | 37.33 |  | 37.33
2020-08-29 22:00 | LONG | LONG | BALP | 9.16 | 18 |  | 18 | 8.84 |  | 8.84 | 9.74 | 18 |  | 18 | 8.26 |  | 8.26 | 9.58 | 18 |  | 18 | 8.42 |  | 8.42
2020-08-29 23:00 | LONG | LONG | BALP | 9.16 | 34.49 |  | 34.49 | 25.33 |  | 25.33 | 9.74 | 34.49 |  | 34.49 | 24.75 |  | 24.75 | 9.58 | 34.49 |  | 34.49 | 24.91 |  | 24.91
2020-08-30 | LONG | LONG | BALP | 9.16 | 31.06 |  | 31.06 | 21.9 |  | 21.9 | 9.74 | 31.06 |  | 31.06 | 21.32 |  | 21.32 | 9.58 | 31.06 |  | 31.06 | 21.48 |  | 21.48
2020-08-30 01:00 | SHORT | LONG | BALP | 9.16 | 40.2 | 40.2 |  | 49.36 | 49.36 |  | 9.74 | 40.2 | 40.2 |  | 49.94 | 49.94 |  | 9.58 | 38.2 |  | 38.2 | 28.62 |  | 28.62
2020-08-30 02:00 | SHORT | LONG | BALP | 9.16 | 39.45 | 39.45 |  | 48.61 | 48.61 |  | 9.74 | 39.45 | 39.45 |  | 49.19 | 49.19 |  | 9.58 | 34.14 |  | 34.14 | 24.56 |  | 24.56
2020-08-30 03:00 | SHORT | SHORT | VoAA | 9.16 | 35.59 | 35.59 |  | 44.75 | 44.75 |  | 9.74 | 22.09 | 22.09 |  | 31.83 | 31.83 |  | 9.58 | 31.31 | 31.31 |  | 40.89 | 40.89
2020-08-30 04:00 | LONG | LONG | VoAA | 9.16 | 8.58 |  | 8.58 | -0.58 |  | -0.58 | 9.74 | 21.79 |  | 21.79 | 12.05 |  | 12.05 | 9.58 | 30.59 |  | 30.59 | 21.01 |  | 21.01
2020-08-30 05:00 | LONG | LONG | VoAA | 9.16 | 8.58 |  | 8.58 | -0.58 |  | -0.58 | 9.74 | 21.91 |  | 21.91 | 12.17 |  | 12.17 | 9.58 | 30 |  | 30 | 20.42 |  | 20.42
2020-08-30 06:00 | LONG | LONG | BALP | 9.16 | 27.88 |  | 27.88 | 18.72 |  | 18.72 | 9.74 | 27.88 |  | 27.88 | 18.14 |  | 18.14 | 9.58 | 27.88 |  | 27.88 | 18.3 |  | 18.3
2020-08-30 07:00 | LONG | LONG | BALP | 9.16 | 26.88 |  | 26.88 | 17.72 |  | 17.72 | 9.74 | 26.88 |  | 26.88 | 17.14 |  | 17.14 | 9.58 | 26.88 |  | 26.88 | 17.3 |  | 17.3
2020-08-30 08:00 | LONG | LONG | VoAA | 9.16 | 20 |  | 20 | 10.84 |  | 10.84 | 9.74 | 29 |  | 29 | 19.26 |  | 19.26 | 9.58 | 30.74 |  | 30.74 | 21.16 |  | 21.16
2020-08-30 09:00 | SHORT | SHORT | VoAA | 9.16 | 38.04 | 38.04 |  | 47.2 | 47.2 |  | 9.74 | 29.02 | 29.02 |  | 38.76 | 38.76 |  | 9.58 | 36.04 | 36.04 |  | 45.62 | 45.62
2020-08-30 10:00 | SHORT | SHORT | BALP | 9.16 | 38.08 | 38.08 |  | 47.24 | 47.24 |  | 9.74 | 38.08 | 38.08 |  | 47.82 | 47.82 |  | 9.58 | 38.08 | 38.08 |  | 47.66 | 47.66
2020-08-30 11:00 | SHORT | SHORT | VoAA | 9.16 | 38.1 | 38.1 |  | 47.26 | 47.26 |  | 9.74 | 29.05 | 29.05 |  | 38.79 | 38.79 |  | 9.58 | 36.1 | 36.1 |  | 45.68 | 45.68
2020-08-30 12:00 | SHORT | SHORT | VoAA | 9.16 | 41.1 | 41.1 |  | 50.26 | 50.26 |  | 9.74 | 30.55 | 30.55 |  | 40.29 | 40.29 |  | 9.58 | 39.91 | 39.91 |  | 49.49 | 49.49
2020-08-30 13:00 | LONG | LONG | BALP | 9.16 | 31.99 |  | 31.99 | 22.83 |  | 22.83 | 9.74 | 31.99 |  | 31.99 | 22.25 |  | 22.25 | 9.58 | 31.99 |  | 31.99 | 22.41 |  | 22.41
2020-08-30 14:00 | LONG | LONG | BALP | 9.16 | 30.98 |  | 30.98 | 21.82 |  | 21.82 | 9.74 | 30.98 |  | 30.98 | 21.24 |  | 21.24 | 9.58 | 30.98 |  | 30.98 | 21.4 |  | 21.4
2020-08-30 15:00 | LONG | LONG | BALP | 9.16 | 20 |  | 20 | 10.84 |  | 10.84 | 9.74 | 20 |  | 20 | 10.26 |  | 10.26 | 9.58 | 20 |  | 20 | 10.42 |  | 10.42
2020-08-30 16:00 | LONG | LONG | BALP | 9.16 | 29.23 |  | 29.23 | 20.07 |  | 20.07 | 9.74 | 29.23 |  | 29.23 | 19.49 |  | 19.49 | 9.58 | 29.23 |  | 29.23 | 19.65 |  | 19.65
2020-08-30 17:00 | LONG | LONG | VoAA | 9.16 | 20 |  | 20 | 10.84 |  | 10.84 | 9.74 | 30.47 |  | 30.47 | 20.73 |  | 20.73 | 9.58 | 39.93 |  | 39.93 | 30.35 |  | 30.35
2020-08-30 18:00 | SHORT | SHORT | BALP | 9.16 | 52 | 52 |  | 61.16 | 61.16 |  | 9.74 | 52 | 52 |  | 61.74 | 61.74 |  | 9.58 | 52 | 52 |  | 61.58 | 61.58
2020-08-30 19:00 | SHORT | SHORT | BALP | 9.16 | 37.04 | 37.04 |  | 46.2 | 46.2 |  | 9.74 | 37.04 | 37.04 |  | 46.78 | 46.78 |  | 9.58 | 37.04 | 37.04 |  | 46.62 | 46.62
2020-08-30 20:00 | LONG | LONG | BALP | 9.16 | 20 |  | 20 | 10.84 |  | 10.84 | 9.74 | 20 |  | 20 | 10.26 |  | 10.26 | 9.58 | 20 |  | 20 | 10.42 |  | 10.42
2020-08-30 21:00 | SHORT | SHORT | BALP | 9.16 | 93 | 93 |  | 102.16 | 102.16 |  | 9.74 | 93 | 93 |  | 102.74 | 102.74 |  | 9.58 | 93 | 93 |  | 102.58 | 102.58
2020-08-30 22:00 | LONG | LONG | BALP | 9.16 | 10 |  | 10 | 0.84 |  | 0.84 | 9.74 | 10 |  | 10 | 0.26 |  | 0.26 | 9.58 | 10 |  | 10 | 0.42 |  | 0.42
2020-08-30 23:00 | LONG | LONG | BALP | 9.16 | 10 |  | 10 | 0.84 |  | 0.84 | 9.74 | 10 |  | 10 | 0.26 |  | 0.26 | 9.58 | 10 |  | 10 | 0.42 |  | 0.42
2020-08-31 | LONG | LONG | VoAA | 9.16 | -167.5 |  | -167.5 | -176.66 |  | -176.66 | 9.74 | -81.25 |  | -81.25 | -90.99 |  | -90.99 | 9.58 | 36.11 |  | 36.11 | 26.53 |  | 26.53
2020-08-31 01:00 | SHORT | SHORT | BALP | 9.16 | 26.72 | 26.72 |  | 35.88 | 35.88 |  | 9.74 | 26.72 | 26.72 |  | 36.46 | 36.46 |  | 9.58 | 26.72 | 26.72 |  | 36.3 | 36.3
2020-08-31 02:00 | SHORT | SHORT | VoAA | 9.16 | 38 | 38 |  | 47.16 | 47.16 |  | 9.74 | 39.15 | 39.15 |  | 48.89 | 48.89 |  | 9.58 | 26.12 | 26.12 |  | 35.7 | 35.7
2020-08-31 03:00 | SHORT | SHORT | BALP | 9.16 | 25.37 | 25.37 |  | 34.53 | 34.53 |  | 9.74 | 25.37 | 25.37 |  | 35.11 | 35.11 |  | 9.58 | 25.37 | 25.37 |  | 34.95 | 34.95
2020-08-31 04:00 | SHORT | SHORT | VoAA | 9.16 | 38 | 38 |  | 47.16 | 47.16 |  | 9.74 | -64.75 | -64.75 |  | -55.01 | -55.01 |  | 9.58 | 25.03 | 25.03 |  | 34.61 | 34.61
2020-08-31 05:00 | SHORT | SHORT | VoAA | 9.16 | 5 | 5 |  | 14.16 | 14.16 |  | 9.74 | 22.65 | 22.65 |  | 32.39 | 32.39 |  | 9.58 | 25.55 | 25.55 |  | 35.13 | 35.13
2020-08-31 06:00 | SHORT | SHORT | VoAA | 9.16 | 5 | 5 |  | 14.16 | 14.16 |  | 9.74 | 20.25 | 20.25 |  | 29.99 | 29.99 |  | 9.58 | 33.93 | 33.93 |  | 43.51 | 43.51
2020-08-31 07:00 | SHORT | SHORT | BALP | 9.16 | 54.3 | 54.3 |  | 63.46 | 63.46 |  | 9.74 | 54.3 | 54.3 |  | 64.04 | 64.04 |  | 9.58 | 54.3 | 54.3 |  | 63.88 | 63.88
2020-08-31 08:00 | SHORT | SHORT | BALP | 9.16 | 93 | 93 |  | 102.16 | 102.16 |  | 9.74 | 93 | 93 |  | 102.74 | 102.74 |  | 9.58 | 93 | 93 |  | 102.58 | 102.58
2020-08-31 09:00 | SHORT | SHORT | BALP | 9.16 | 125 | 125 |  | 134.16 | 134.16 |  | 9.74 | 125 | 125 |  | 134.74 | 134.74 |  | 9.58 | 125 | 125 |  | 134.58 | 134.58
2020-08-31 10:00 | SHORT | SHORT | BALP | 9.16 | 80.6 | 80.6 |  | 89.76 | 89.76 |  | 9.74 | 80.6 | 80.6 |  | 90.34 | 90.34 |  | 9.58 | 80.6 | 80.6 |  | 90.18 | 90.18
2020-08-31 11:00 | LONG | LONG | BALP | 9.16 | 68.17 |  | 68.17 | 59.01 |  | 59.01 | 9.74 | 68.17 |  | 68.17 | 58.43 |  | 58.43 | 9.58 | 68.17 |  | 68.17 | 58.59 |  | 58.59
2020-08-31 12:00 | SHORT | SHORT | BALP | 9.16 | 68.02 | 68.02 |  | 77.18 | 77.18 |  | 9.74 | 68.02 | 68.02 |  | 77.76 | 77.76 |  | 9.58 | 68.02 | 68.02 |  | 77.6 | 77.6
2020-08-31 13:00 | SHORT | SHORT | BALP | 9.16 | 65.3 | 65.3 |  | 74.46 | 74.46 |  | 9.74 | 65.3 | 65.3 |  | 75.04 | 75.04 |  | 9.58 | 65.3 | 65.3 |  | 74.88 | 74.88
2020-08-31 14:00 | SHORT | SHORT | BALP | 9.16 | 80 | 80 |  | 89.16 | 89.16 |  | 9.74 | 80 | 80 |  | 89.74 | 89.74 |  | 9.58 | 80 | 80 |  | 89.58 | 89.58
2020-08-31 15:00 | SHORT | SHORT | BALP | 9.16 | 61.05 | 61.05 |  | 70.21 | 70.21 |  | 9.74 | 61.05 | 61.05 |  | 70.79 | 70.79 |  | 9.58 | 61.05 | 61.05 |  | 70.63 | 70.63
2020-08-31 16:00 | SHORT | SHORT | BALP | 9.16 | 58.21 | 58.21 |  | 67.37 | 67.37 |  | 9.74 | 58.21 | 58.21 |  | 67.95 | 67.95 |  | 9.58 | 58.21 | 58.21 |  | 67.79 | 67.79
2020-08-31 17:00 | LONG | LONG | BALP | 9.16 | 40.9 |  | 40.9 | 31.74 |  | 31.74 | 9.74 | 40.9 |  | 40.9 | 31.16 |  | 31.16 | 9.58 | 40.9 |  | 40.9 | 31.32 |  | 31.32
2020-08-31 18:00 | LONG | LONG | BALP | 9.16 | 65.45 |  | 65.45 | 56.29 |  | 56.29 | 9.74 | 65.45 |  | 65.45 | 55.71 |  | 55.71 | 9.58 | 65.45 |  | 65.45 | 55.87 |  | 55.87
2020-08-31 19:00 | SHORT | SHORT | BALP | 9.16 | 72.6 | 72.6 |  | 81.76 | 81.76 |  | 9.74 | 72.6 | 72.6 |  | 82.34 | 82.34 |  | 9.58 | 72.6 | 72.6 |  | 82.18 | 82.18
2020-08-31 20:00 | SHORT | SHORT | BALP | 9.16 | 125 | 125 |  | 134.16 | 134.16 |  | 9.74 | 125 | 125 |  | 134.74 | 134.74 |  | 9.58 | 125 | 125 |  | 134.58 | 134.58
2020-08-31 21:00 | SHORT | SHORT | BALP | 9.16 | 125 | 125 |  | 134.16 | 134.16 |  | 9.74 | 125 | 125 |  | 134.74 | 134.74 |  | 9.58 | 125 | 125 |  | 134.58 | 134.58
2020-08-31 22:00 | SHORT | SHORT | BALP | 9.16 | 125 | 125 |  | 134.16 | 134.16 |  | 9.74 | 125 | 125 |  | 134.74 | 134.74 |  | 9.58 | 125 | 125 |  | 134.58 | 134.58
2020-08-31 23:00 | SHORT | SHORT | BALP | 9.16 | 68.8 | 68.8 |  | 77.96 | 77.96 |  | 9.74 | 68.8 | 68.8 |  | 78.54 | 78.54 |  | 9.58 | 68.8 | 68.8 |  | 78.38 | 78.38
2020-09-01 | SHORT | SHORT | BALP | 8.94 | 29.2 | 29.2 |  | 38.14 | 38.14 |  | 9.13 | 29.2 | 29.2 |  | 38.33 | 38.33 |  | 8.8 | 29.2 | 29.2 |  | 38 | 38
2020-09-01 01:00 | SHORT | SHORT | BALP | 8.94 | 39.97 | 39.97 |  | 48.91 | 48.91 |  | 9.13 | 39.97 | 39.97 |  | 49.1 | 49.1 |  | 8.8 | 39.97 | 39.97 |  | 48.77 | 48.77
2020-09-01 02:00 | LONG | LONG | BALP | 8.94 | 31.92 |  | 31.92 | 22.98 |  | 22.98 | 9.13 | 31.92 |  | 31.92 | 22.79 |  | 22.79 | 8.8 | 31.92 |  | 31.92 | 23.12 |  | 23.12
2020-09-01 03:00 | SHORT | SHORT | VoAA | 8.94 | 38.68 | 38.68 |  | 47.62 | 47.62 |  | 9.13 | 50.69 | 50.69 |  | 59.82 | 59.82 |  | 8.8 | 32.42 | 32.42 |  | 41.22 | 41.22
2020-09-01 04:00 | SHORT | SHORT | BALP | 8.94 | 45 | 45 |  | 53.94 | 53.94 |  | 9.13 | 45 | 45 |  | 54.13 | 54.13 |  | 8.8 | 45 | 45 |  | 53.8 | 53.8
2020-09-01 05:00 | SHORT | SHORT | BALP | 8.94 | 45 | 45 |  | 53.94 | 53.94 |  | 9.13 | 45 | 45 |  | 54.13 | 54.13 |  | 8.8 | 45 | 45 |  | 53.8 | 53.8
2020-09-01 06:00 | SHORT | SHORT | BALP | 8.94 | 56 | 56 |  | 64.94 | 64.94 |  | 9.13 | 56 | 56 |  | 65.13 | 65.13 |  | 8.8 | 56 | 56 |  | 64.8 | 64.8
2020-09-01 07:00 | LONG | LONG | BALP | 8.94 | 49.27 |  | 49.27 | 40.33 |  | 40.33 | 9.13 | 49.27 |  | 49.27 | 40.14 |  | 40.14 | 8.8 | 49.27 |  | 49.27 | 40.47 |  | 40.47
2020-09-01 08:00 | SHORT | LONG | BALP | 8.94 | 77.7 | 77.7 |  | 86.64 | 86.64 |  | 9.13 | 77.7 | 77.7 |  | 86.83 | 86.83 |  | 8.8 | 63.51 |  | 63.51 | 54.71 |  | 54.71
2020-09-01 09:00 | SHORT | SHORT | BALP | 8.94 | 94.04 | 94.04 |  | 102.98 | 102.98 |  | 9.13 | 94.04 | 94.04 |  | 103.17 | 103.17 |  | 8.8 | 94.04 | 94.04 |  | 102.84 | 102.84
2020-09-01 10:00 | LONG | LONG | BALP | 8.94 | 62.7 |  | 62.7 | 53.76 |  | 53.76 | 9.13 | 62.7 |  | 62.7 | 53.57 |  | 53.57 | 8.8 | 62.7 |  | 62.7 | 53.9 |  | 53.9
2020-09-01 11:00 | LONG | LONG | BALP | 8.94 | 37.6 |  | 37.6 | 28.66 |  | 28.66 | 9.13 | 37.6 |  | 37.6 | 28.47 |  | 28.47 | 8.8 | 37.6 |  | 37.6 | 28.8 |  | 28.8
2020-09-01 12:00 | LONG | LONG | BALP | 8.94 | 37.6 |  | 37.6 | 28.66 |  | 28.66 | 9.13 | 37.6 |  | 37.6 | 28.47 |  | 28.47 | 8.8 | 37.6 |  | 37.6 | 28.8 |  | 28.8
2020-09-01 13:00 | SHORT | SHORT | BALP | 8.94 | 65.3 | 65.3 |  | 74.24 | 74.24 |  | 9.13 | 65.3 | 65.3 |  | 74.43 | 74.43 |  | 8.8 | 65.3 | 65.3 |  | 74.1 | 74.1
2020-09-01 14:00 | SHORT | SHORT | BALP | 8.94 | 65.3 | 65.3 |  | 74.24 | 74.24 |  | 9.13 | 65.3 | 65.3 |  | 74.43 | 74.43 |  | 8.8 | 65.3 | 65.3 |  | 74.1 | 74.1
2020-09-01 15:00 | SHORT | SHORT | BALP | 8.94 | 49.28 | 49.28 |  | 58.22 | 58.22 |  | 9.13 | 49.28 | 49.28 |  | 58.41 | 58.41 |  | 8.8 | 49.28 | 49.28 |  | 58.08 | 58.08
2020-09-01 16:00 | LONG | LONG | BALP | 8.94 | 48.41 |  | 48.41 | 39.47 |  | 39.47 | 9.13 | 48.41 |  | 48.41 | 39.28 |  | 39.28 | 8.8 | 48.41 |  | 48.41 | 39.61 |  | 39.61
2020-09-01 17:00 | SHORT | LONG | BALP | 8.94 | 53.22 | 53.22 |  | 62.16 | 62.16 |  | 9.13 | 53.22 | 53.22 |  | 62.35 | 62.35 |  | 8.8 | 52.22 |  | 52.22 | 43.42 |  | 43.42
2020-09-01 18:00 | SHORT | LONG | BALP | 8.94 | 60.83 | 60.83 |  | 69.77 | 69.77 |  | 9.13 | 60.83 | 60.83 |  | 69.96 | 69.96 |  | 8.8 | 59.83 |  | 59.83 | 51.03 |  | 51.03
2020-09-01 19:00 | LONG | LONG | VoAA | 8.94 | 50.3 |  | 50.3 | 41.36 |  | 41.36 | 9.13 | 51.3 |  | 51.3 | 42.17 |  | 42.17 | 8.8 | 61.07 |  | 61.07 | 52.27 |  | 52.27
2020-09-01 20:00 | SHORT | SHORT | BALP | 8.94 | 70.93 | 70.93 |  | 79.87 | 79.87 |  | 9.13 | 70.93 | 70.93 |  | 80.06 | 80.06 |  | 8.8 | 70.93 | 70.93 |  | 79.73 | 79.73
2020-09-01 21:00 | SHORT | LONG | BALP | 8.94 | 125 | 125 |  | 133.94 | 133.94 |  | 9.13 | 125 | 125 |  | 134.13 | 134.13 |  | 8.8 | 65.93 |  | 65.93 | 57.13 |  | 57.13
2020-09-01 22:00 | LONG | LONG | BALP | 8.94 | 18 |  | 18 | 9.06 |  | 9.06 | 9.13 | 18 |  | 18 | 8.87 |  | 8.87 | 8.8 | 18 |  | 18 | 9.2 |  | 9.2
2020-09-01 23:00 | LONG | LONG | BALP | 8.94 | 10 |  | 10 | 1.06 |  | 1.06 | 9.13 | 10 |  | 10 | 0.87 |  | 0.87 | 8.8 | 10 |  | 10 | 1.2 |  | 1.2
2020-09-02 | SHORT | SHORT | BALP | 8.94 | 39.09 | 39.09 |  | 48.03 | 48.03 |  | 9.13 | 39.09 | 39.09 |  | 48.22 | 48.22 |  | 8.8 | 39.09 | 39.09 |  | 47.89 | 47.89
2020-09-02 01:00 | LONG | LONG | BALP | 8.94 | 28 |  | 28 | 19.06 |  | 19.06 | 9.13 | 28 |  | 28 | 18.87 |  | 18.87 | 8.8 | 28 |  | 28 | 19.2 |  | 19.2
2020-09-02 02:00 | SHORT | SHORT | BALP | 8.94 | 45 | 45 |  | 53.94 | 53.94 |  | 9.13 | 45 | 45 |  | 54.13 | 54.13 |  | 8.8 | 45 | 45 |  | 53.8 | 53.8
2020-09-02 03:00 | SHORT | SHORT | BALP | 8.94 | 50 | 50 |  | 58.94 | 58.94 |  | 9.13 | 50 | 50 |  | 59.13 | 59.13 |  | 8.8 | 50 | 50 |  | 58.8 | 58.8
2020-09-02 04:00 | SHORT | SHORT | BALP | 8.94 | 50 | 50 |  | 58.94 | 58.94 |  | 9.13 | 50 | 50 |  | 59.13 | 59.13 |  | 8.8 | 50 | 50 |  | 58.8 | 58.8
2020-09-02 05:00 | SHORT | SHORT | BALP | 8.94 | 50 | 50 |  | 58.94 | 58.94 |  | 9.13 | 50 | 50 |  | 59.13 | 59.13 |  | 8.8 | 50 | 50 |  | 58.8 | 58.8
2020-09-02 06:00 | SHORT | SHORT | BALP | 8.94 | 50 | 50 |  | 58.94 | 58.94 |  | 9.13 | 50 | 50 |  | 59.13 | 59.13 |  | 8.8 | 50 | 50 |  | 58.8 | 58.8
2020-09-02 07:00 | SHORT | SHORT | BALP | 8.94 | 51.13 | 51.13 |  | 60.07 | 60.07 |  | 9.13 | 51.13 | 51.13 |  | 60.26 | 60.26 |  | 8.8 | 51.13 | 51.13 |  | 59.93 | 59.93
2020-09-02 08:00 | SHORT | SHORT | BALP | 8.94 | 95 | 95 |  | 103.94 | 103.94 |  | 9.13 | 95 | 95 |  | 104.13 | 104.13 |  | 8.8 | 95 | 95 |  | 103.8 | 103.8
2020-09-02 09:00 | SHORT | SHORT | BALP | 8.94 | 95 | 95 |  | 103.94 | 103.94 |  | 9.13 | 95 | 95 |  | 104.13 | 104.13 |  | 8.8 | 95 | 95 |  | 103.8 | 103.8
2020-09-02 10:00 | SHORT | SHORT | BALP | 8.94 | 95 | 95 |  | 103.94 | 103.94 |  | 9.13 | 95 | 95 |  | 104.13 | 104.13 |  | 8.8 | 95 | 95 |  | 103.8 | 103.8
2020-09-02 11:00 | SHORT | SHORT | BALP | 8.94 | 95 | 95 |  | 103.94 | 103.94 |  | 9.13 | 95 | 95 |  | 104.13 | 104.13 |  | 8.8 | 95 | 95 |  | 103.8 | 103.8
2020-09-02 12:00 | SHORT | SHORT | BALP | 8.94 | 70 | 70 |  | 78.94 | 78.94 |  | 9.13 | 70 | 70 |  | 79.13 | 79.13 |  | 8.8 | 70 | 70 |  | 78.8 | 78.8
2020-09-02 13:00 | SHORT | SHORT | BALP | 8.94 | 51.21 | 51.21 |  | 60.15 | 60.15 |  | 9.13 | 51.21 | 51.21 |  | 60.34 | 60.34 |  | 8.8 | 51.21 | 51.21 |  | 60.01 | 60.01
2020-09-02 14:00 | SHORT | LONG | BALP | 8.94 | 52.7 | 52.7 |  | 61.64 | 61.64 |  | 9.13 | 52.7 | 52.7 |  | 61.83 | 61.83 |  | 8.8 | 49.96 |  | 49.96 | 41.16 |  | 41.16
2020-09-02 15:00 | LONG | LONG | BALP | 8.94 | 25.27 |  | 25.27 | 16.33 |  | 16.33 | 9.13 | 25.27 |  | 25.27 | 16.14 |  | 16.14 | 8.8 | 25.27 |  | 25.27 | 16.47 |  | 16.47
2020-09-02 16:00 | SHORT | SHORT | BALP | 8.94 | 46.1 | 46.1 |  | 55.04 | 55.04 |  | 9.13 | 46.1 | 46.1 |  | 55.23 | 55.23 |  | 8.8 | 46.1 | 46.1 |  | 54.9 | 54.9
2020-09-02 17:00 | SHORT | SHORT | BALP | 8.94 | 95 | 95 |  | 103.94 | 103.94 |  | 9.13 | 95 | 95 |  | 104.13 | 104.13 |  | 8.8 | 95 | 95 |  | 103.8 | 103.8
2020-09-02 18:00 | SHORT | SHORT | BALP | 8.94 | 95.44 | 95.44 |  | 104.38 | 104.38 |  | 9.13 | 95.44 | 95.44 |  | 104.57 | 104.57 |  | 8.8 | 95.44 | 95.44 |  | 104.24 | 104.24
2020-09-02 19:00 | SHORT | SHORT | BALP | 8.94 | 108.34 | 108.34 |  | 117.28 | 117.28 |  | 9.13 | 108.34 | 108.34 |  | 117.47 | 117.47 |  | 8.8 | 108.34 | 108.34 |  | 117.14 | 117.14
2020-09-02 20:00 | SHORT | SHORT | BALP | 8.94 | 95 | 95 |  | 103.94 | 103.94 |  | 9.13 | 95 | 95 |  | 104.13 | 104.13 |  | 8.8 | 95 | 95 |  | 103.8 | 103.8
2020-09-02 21:00 | SHORT | SHORT | BALP | 8.94 | 95 | 95 |  | 103.94 | 103.94 |  | 9.13 | 95 | 95 |  | 104.13 | 104.13 |  | 8.8 | 95 | 95 |  | 103.8 | 103.8
2020-09-02 22:00 | SHORT | SHORT | BALP | 8.94 | 57.7 | 57.7 |  | 66.64 | 66.64 |  | 9.13 | 57.7 | 57.7 |  | 66.83 | 66.83 |  | 8.8 | 57.7 | 57.7 |  | 66.5 | 66.5
2020-09-02 23:00 | SHORT | SHORT | BALP | 8.94 | 49.3 | 49.3 |  | 58.24 | 58.24 |  | 9.13 | 49.3 | 49.3 |  | 58.43 | 58.43 |  | 8.8 | 49.3 | 49.3 |  | 58.1 | 58.1
2020-09-03 | SHORT | SHORT | BALP | 8.94 | 29.92 | 29.92 |  | 38.86 | 38.86 |  | 9.13 | 29.92 | 29.92 |  | 39.05 | 39.05 |  | 8.8 | 29.92 | 29.92 |  | 38.72 | 38.72
2020-09-03 01:00 | SHORT | SHORT | BALP | 8.94 | 27.45 | 27.45 |  | 36.39 | 36.39 |  | 9.13 | 27.45 | 27.45 |  | 36.58 | 36.58 |  | 8.8 | 27.45 | 27.45 |  | 36.25 | 36.25
2020-09-03 02:00 | SHORT | SHORT | BALP | 8.94 | 26.82 | 26.82 |  | 35.76 | 35.76 |  | 9.13 | 26.82 | 26.82 |  | 35.95 | 35.95 |  | 8.8 | 26.82 | 26.82 |  | 35.62 | 35.62
2020-09-03 03:00 | SHORT | SHORT | BALP | 8.94 | 27.05 | 27.05 |  | 35.99 | 35.99 |  | 9.13 | 27.05 | 27.05 |  | 36.18 | 36.18 |  | 8.8 | 27.05 | 27.05 |  | 35.85 | 35.85
2020-09-03 04:00 | SHORT | SHORT | BALP | 8.94 | 50 | 50 |  | 58.94 | 58.94 |  | 9.13 | 50 | 50 |  | 59.13 | 59.13 |  | 8.8 | 50 | 50 |  | 58.8 | 58.8
2020-09-03 05:00 | SHORT | SHORT | BALP | 8.94 | 44 | 44 |  | 52.94 | 52.94 |  | 9.13 | 44 | 44 |  | 53.13 | 53.13 |  | 8.8 | 44 | 44 |  | 52.8 | 52.8
2020-09-03 06:00 | SHORT | SHORT | BALP | 8.94 | 50 | 50 |  | 58.94 | 58.94 |  | 9.13 | 50 | 50 |  | 59.13 | 59.13 |  | 8.8 | 50 | 50 |  | 58.8 | 58.8
2020-09-03 07:00 | SHORT | SHORT | BALP | 8.94 | 95 | 95 |  | 103.94 | 103.94 |  | 9.13 | 95 | 95 |  | 104.13 | 104.13 |  | 8.8 | 95 | 95 |  | 103.8 | 103.8
2020-09-03 08:00 | SHORT | SHORT | BALP | 8.94 | 95 | 95 |  | 103.94 | 103.94 |  | 9.13 | 95 | 95 |  | 104.13 | 104.13 |  | 8.8 | 95 | 95 |  | 103.8 | 103.8
2020-09-03 09:00 | SHORT | SHORT | BALP | 8.94 | 95 | 95 |  | 103.94 | 103.94 |  | 9.13 | 95 | 95 |  | 104.13 | 104.13 |  | 8.8 | 95 | 95 |  | 103.8 | 103.8
2020-09-03 10:00 | SHORT | SHORT | BALP | 8.94 | 95 | 95 |  | 103.94 | 103.94 |  | 9.13 | 95 | 95 |  | 104.13 | 104.13 |  | 8.8 | 95 | 95 |  | 103.8 | 103.8
2020-09-03 11:00 | SHORT | SHORT | BALP | 8.94 | 320 | 320 |  | 328.94 | 328.94 |  | 9.13 | 320 | 320 |  | 329.13 | 329.13 |  | 8.8 | 320 | 320 |  | 328.8 | 328.8
2020-09-03 12:00 | SHORT | SHORT | BALP | 8.94 | 94.5 | 94.5 |  | 103.44 | 103.44 |  | 9.13 | 94.5 | 94.5 |  | 103.63 | 103.63 |  | 8.8 | 94.5 | 94.5 |  | 103.3 | 103.3
2020-09-03 13:00 | SHORT | SHORT | BALP | 8.94 | 137 | 137 |  | 145.94 | 145.94 |  | 9.13 | 137 | 137 |  | 146.13 | 146.13 |  | 8.8 | 137 | 137 |  | 145.8 | 145.8
2020-09-03 14:00 | SHORT | SHORT | BALP | 8.94 | 53.53 | 53.53 |  | 62.47 | 62.47 |  | 9.13 | 53.53 | 53.53 |  | 62.66 | 62.66 |  | 8.8 | 53.53 | 53.53 |  | 62.33 | 62.33
2020-09-03 15:00 | SHORT | SHORT | BALP | 8.94 | 90 | 90 |  | 98.94 | 98.94 |  | 9.13 | 90 | 90 |  | 99.13 | 99.13 |  | 8.8 | 90 | 90 |  | 98.8 | 98.8
2020-09-03 16:00 | SHORT | SHORT | BALP | 8.94 | 94 | 94 |  | 102.94 | 102.94 |  | 9.13 | 94 | 94 |  | 103.13 | 103.13 |  | 8.8 | 94 | 94 |  | 102.8 | 102.8
2020-09-03 17:00 | SHORT | SHORT | BALP | 8.94 | 94.32 | 94.32 |  | 103.26 | 103.26 |  | 9.13 | 94.32 | 94.32 |  | 103.45 | 103.45 |  | 8.8 | 94.32 | 94.32 |  | 103.12 | 103.12
2020-09-03 18:00 | SHORT | SHORT | BALP | 8.94 | 95 | 95 |  | 103.94 | 103.94 |  | 9.13 | 95 | 95 |  | 104.13 | 104.13 |  | 8.8 | 95 | 95 |  | 103.8 | 103.8
2020-09-03 19:00 | SHORT | SHORT | BALP | 8.94 | 95 | 95 |  | 103.94 | 103.94 |  | 9.13 | 95 | 95 |  | 104.13 | 104.13 |  | 8.8 | 95 | 95 |  | 103.8 | 103.8
2020-09-03 20:00 | SHORT | SHORT | BALP | 8.94 | 95 | 95 |  | 103.94 | 103.94 |  | 9.13 | 95 | 95 |  | 104.13 | 104.13 |  | 8.8 | 95 | 95 |  | 103.8 | 103.8
2020-09-03 21:00 | SHORT | SHORT | BALP | 8.94 | 70 | 70 |  | 78.94 | 78.94 |  | 9.13 | 70 | 70 |  | 79.13 | 79.13 |  | 8.8 | 70 | 70 |  | 78.8 | 78.8
2020-09-03 22:00 | LONG | LONG | BALP | 8.94 | 41.06 |  | 41.06 | 32.12 |  | 32.12 | 9.13 | 41.06 |  | 41.06 | 31.93 |  | 31.93 | 8.8 | 41.06 |  | 41.06 | 32.26 |  | 32.26
2020-09-03 23:00 | LONG | LONG | BALP | 8.94 | 15.2 |  | 15.2 | 6.26 |  | 6.26 | 9.13 | 15.2 |  | 15.2 | 6.07 |  | 6.07 | 8.8 | 15.2 |  | 15.2 | 6.4 |  | 6.4
2020-09-04 | SHORT | SHORT | VoAA | 8.94 | 31.18 | 31.18 |  | 40.12 | 40.12 |  | 9.13 | 15.59 | 15.59 |  | 24.72 | 24.72 |  | 8.8 | 26.49 | 26.49 |  | 35.29 | 35.29
2020-09-04 01:00 | LONG | LONG | BALP | 8.94 | 20 |  | 20 | 11.06 |  | 11.06 | 9.13 | 20 |  | 20 | 10.87 |  | 10.87 | 8.8 | 20 |  | 20 | 11.2 |  | 11.2
2020-09-04 02:00 | LONG | LONG | BALP | 8.94 | 16.2 |  | 16.2 | 7.26 |  | 7.26 | 9.13 | 16.2 |  | 16.2 | 7.07 |  | 7.07 | 8.8 | 16.2 |  | 16.2 | 7.4 |  | 7.4
2020-09-04 03:00 | LONG | LONG | BALP | 8.94 | 16.21 |  | 16.21 | 7.27 |  | 7.27 | 9.13 | 16.21 |  | 16.21 | 7.08 |  | 7.08 | 8.8 | 16.21 |  | 16.21 | 7.41 |  | 7.41
2020-09-04 04:00 | LONG | LONG | VoAA | 8.94 | 38.9 |  | 38.9 | 29.96 |  | 29.96 | 9.13 | 35.95 |  | 35.95 | 26.82 |  | 26.82 | 8.8 | 25.34 |  | 25.34 | 16.54 |  | 16.54
2020-09-04 05:00 | LONG | LONG | BALP | 8.94 | 28 |  | 28 | 19.06 |  | 19.06 | 9.13 | 28 |  | 28 | 18.87 |  | 18.87 | 8.8 | 28 |  | 28 | 19.2 |  | 19.2
2020-09-04 06:00 | LONG | LONG | VoAA | 8.94 | 48.1 |  | 48.1 | 39.16 |  | 39.16 | 9.13 | 46.05 |  | 46.05 | 36.92 |  | 36.92 | 8.8 | 30.44 |  | 30.44 | 21.64 |  | 21.64
2020-09-04 07:00 | LONG | LONG | BALP | 8.94 | 39.97 |  | 39.97 | 31.03 |  | 31.03 | 9.13 | 39.97 |  | 39.97 | 30.84 |  | 30.84 | 8.8 | 39.97 |  | 39.97 | 31.17 |  | 31.17
2020-09-04 08:00 | LONG | LONG | BALP | 8.94 | 48.43 |  | 48.43 | 39.49 |  | 39.49 | 9.13 | 48.43 |  | 48.43 | 39.3 |  | 39.3 | 8.8 | 48.43 |  | 48.43 | 39.63 |  | 39.63
2020-09-04 09:00 | SHORT | SHORT | BALP | 8.94 | 95 | 95 |  | 103.94 | 103.94 |  | 9.13 | 95 | 95 |  | 104.13 | 104.13 |  | 8.8 | 95 | 95 |  | 103.8 | 103.8
2020-09-04 10:00 | LONG | LONG | VoAA | 8.94 | 42.1 |  | 42.1 | 33.16 |  | 33.16 | 9.13 | 43.1 |  | 43.1 | 33.97 |  | 33.97 | 8.8 | 49.71 |  | 49.71 | 40.91 |  | 40.91
2020-09-04 11:00 | SHORT | SHORT | BALP | 8.94 | 89 | 89 |  | 97.94 | 97.94 |  | 9.13 | 89 | 89 |  | 98.13 | 98.13 |  | 8.8 | 89 | 89 |  | 97.8 | 97.8
2020-09-04 12:00 | SHORT | SHORT | BALP | 8.94 | 60 | 60 |  | 68.94 | 68.94 |  | 9.13 | 60 | 60 |  | 69.13 | 69.13 |  | 8.8 | 60 | 60 |  | 68.8 | 68.8
2020-09-04 13:00 | LONG | LONG | BALP | 8.94 | 47.36 |  | 47.36 | 38.42 |  | 38.42 | 9.13 | 47.36 |  | 47.36 | 38.23 |  | 38.23 | 8.8 | 47.36 |  | 47.36 | 38.56 |  | 38.56
2020-09-04 14:00 | SHORT | SHORT | BALP | 8.94 | 60 | 60 |  | 68.94 | 68.94 |  | 9.13 | 60 | 60 |  | 69.13 | 69.13 |  | 8.8 | 60 | 60 |  | 68.8 | 68.8
2020-09-04 15:00 | LONG | LONG | BALP | 8.94 | 16 |  | 16 | 7.06 |  | 7.06 | 9.13 | 16 |  | 16 | 6.87 |  | 6.87 | 8.8 | 16 |  | 16 | 7.2 |  | 7.2
2020-09-04 16:00 | SHORT | SHORT | VoAA | 8.94 | 40.95 | 40.95 |  | 49.89 | 49.89 |  | 9.13 | 41.53 | 41.53 |  | 50.66 | 50.66 |  | 8.8 | 39.95 | 39.95 |  | 48.75 | 48.75
2020-09-04 17:00 | SHORT | SHORT | BALP | 8.94 | 57.1 | 57.1 |  | 66.04 | 66.04 |  | 9.13 | 57.1 | 57.1 |  | 66.23 | 66.23 |  | 8.8 | 57.1 | 57.1 |  | 65.9 | 65.9
2020-09-04 18:00 | SHORT | SHORT | BALP | 8.94 | 95 | 95 |  | 103.94 | 103.94 |  | 9.13 | 95 | 95 |  | 104.13 | 104.13 |  | 8.8 | 95 | 95 |  | 103.8 | 103.8
2020-09-04 19:00 | SHORT | SHORT | BALP | 8.94 | 52.1 | 52.1 |  | 61.04 | 61.04 |  | 9.13 | 52.1 | 52.1 |  | 61.23 | 61.23 |  | 8.8 | 52.1 | 52.1 |  | 60.9 | 60.9
2020-09-04 20:00 | SHORT | SHORT | BALP | 8.94 | 54.73 | 54.73 |  | 63.67 | 63.67 |  | 9.13 | 54.73 | 54.73 |  | 63.86 | 63.86 |  | 8.8 | 54.73 | 54.73 |  | 63.53 | 63.53
2020-09-04 21:00 | LONG | LONG | BALP | 8.94 | 27.15 |  | 27.15 | 18.21 |  | 18.21 | 9.13 | 27.15 |  | 27.15 | 18.02 |  | 18.02 | 8.8 | 27.15 |  | 27.15 | 18.35 |  | 18.35
2020-09-04 22:00 | LONG | LONG | BALP | 8.94 | 27 |  | 27 | 18.06 |  | 18.06 | 9.13 | 27 |  | 27 | 17.87 |  | 17.87 | 8.8 | 27 |  | 27 | 18.2 |  | 18.2
2020-09-04 23:00 | LONG | LONG | BALP | 8.94 | 20 |  | 20 | 11.06 |  | 11.06 | 9.13 | 20 |  | 20 | 10.87 |  | 10.87 | 8.8 | 20 |  | 20 | 11.2 |  | 11.2
2020-09-05 | LONG | SHORT | BALP | 8.94 | 38 |  | 38 | 29.06 |  | 29.06 | 9.13 | 38 |  | 38 | 28.87 |  | 28.87 | 8.8 | 28.86 | 28.86 |  | 37.66 | 37.66
2020-09-05 01:00 | SHORT | SHORT | BALP | 8.94 | 25.94 | 25.94 |  | 34.88 | 34.88 |  | 9.13 | 25.94 | 25.94 |  | 35.07 | 35.07 |  | 8.8 | 25.94 | 25.94 |  | 34.74 | 34.74
2020-09-05 02:00 | LONG | LONG | VoAA | 8.94 | 39.3 |  | 39.3 | 30.36 |  | 30.36 | 9.13 | 34.9 |  | 34.9 | 25.77 |  | 25.77 | 8.8 | 28.04 |  | 28.04 | 19.24 |  | 19.24
2020-09-05 03:00 | LONG | LONG | VoAA | 8.94 | 39.3 |  | 39.3 | 30.36 |  | 30.36 | 9.13 | 34.89 |  | 34.89 | 25.76 |  | 25.76 | 8.8 | 25.5 |  | 25.5 | 16.7 |  | 16.7
2020-09-05 04:00 | LONG | LONG | VoAA | 8.94 | 39.3 |  | 39.3 | 30.36 |  | 30.36 | 9.13 | 34.96 |  | 34.96 | 25.83 |  | 25.83 | 8.8 | 25.48 |  | 25.48 | 16.68 |  | 16.68
2020-09-05 05:00 | LONG | LONG | VoAA | 8.94 | 39.3 |  | 39.3 | 30.36 |  | 30.36 | 9.13 | 35.09 |  | 35.09 | 25.96 |  | 25.96 | 8.8 | 25.61 |  | 25.61 | 16.81 |  | 16.81
2020-09-05 06:00 | LONG | LONG | BALP | 8.94 | 25.3 |  | 25.3 | 16.36 |  | 16.36 | 9.13 | 25.3 |  | 25.3 | 16.17 |  | 16.17 | 8.8 | 25.3 |  | 25.3 | 16.5 |  | 16.5
2020-09-05 07:00 | LONG | LONG | BALP | 8.94 | 25.3 |  | 25.3 | 16.36 |  | 16.36 | 9.13 | 25.3 |  | 25.3 | 16.17 |  | 16.17 | 8.8 | 25.3 |  | 25.3 | 16.5 |  | 16.5
2020-09-05 08:00 | SHORT | SHORT | BALP | 8.94 | 33.38 | 33.38 |  | 42.32 | 42.32 |  | 9.13 | 33.38 | 33.38 |  | 42.51 | 42.51 |  | 8.8 | 33.38 | 33.38 |  | 42.18 | 42.18
2020-09-05 09:00 | SHORT | SHORT | BALP | 8.94 | 80 | 80 |  | 88.94 | 88.94 |  | 9.13 | 80 | 80 |  | 89.13 | 89.13 |  | 8.8 | 80 | 80 |  | 88.8 | 88.8
2020-09-05 10:00 | SHORT | SHORT | BALP | 8.94 | 60 | 60 |  | 68.94 | 68.94 |  | 9.13 | 60 | 60 |  | 69.13 | 69.13 |  | 8.8 | 60 | 60 |  | 68.8 | 68.8
2020-09-05 11:00 | LONG | LONG | BALP | 8.94 | 9.6 |  | 9.6 | 0.66 |  | 0.66 | 9.13 | 9.6 |  | 9.6 | 0.47 |  | 0.47 | 8.8 | 9.6 |  | 9.6 | 0.8 |  | 0.8
2020-09-05 12:00 | LONG | LONG | BALP | 8.94 | 3.11 |  | 3.11 | -5.83 |  | -5.83 | 9.13 | 3.11 |  | 3.11 | -6.02 |  | -6.02 | 8.8 | 3.11 |  | 3.11 | -5.69 |  | -5.69
2020-09-05 13:00 | LONG | LONG | BALP | 8.94 | 9.6 |  | 9.6 | 0.66 |  | 0.66 | 9.13 | 9.6 |  | 9.6 | 0.47 |  | 0.47 | 8.8 | 9.6 |  | 9.6 | 0.8 |  | 0.8
2020-09-05 14:00 | LONG | LONG | BALP | 8.94 | 14.6 |  | 14.6 | 5.66 |  | 5.66 | 9.13 | 14.6 |  | 14.6 | 5.47 |  | 5.47 | 8.8 | 14.6 |  | 14.6 | 5.8 |  | 5.8
2020-09-05 15:00 | SHORT | SHORT | BALP | 8.94 | 68.6 | 68.6 |  | 77.54 | 77.54 |  | 9.13 | 68.6 | 68.6 |  | 77.73 | 77.73 |  | 8.8 | 68.6 | 68.6 |  | 77.4 | 77.4
2020-09-05 16:00 | SHORT | SHORT | BALP | 8.94 | 80 | 80 |  | 88.94 | 88.94 |  | 9.13 | 80 | 80 |  | 89.13 | 89.13 |  | 8.8 | 80 | 80 |  | 88.8 | 88.8
2020-09-05 17:00 | SHORT | SHORT | BALP | 8.94 | 80 | 80 |  | 88.94 | 88.94 |  | 9.13 | 80 | 80 |  | 89.13 | 89.13 |  | 8.8 | 80 | 80 |  | 88.8 | 88.8
2020-09-05 18:00 | SHORT | SHORT | BALP | 8.94 | 80 | 80 |  | 88.94 | 88.94 |  | 9.13 | 80 | 80 |  | 89.13 | 89.13 |  | 8.8 | 80 | 80 |  | 88.8 | 88.8
2020-09-05 19:00 | SHORT | SHORT | BALP | 8.94 | 80 | 80 |  | 88.94 | 88.94 |  | 9.13 | 80 | 80 |  | 89.13 | 89.13 |  | 8.8 | 80 | 80 |  | 88.8 | 88.8
2020-09-05 20:00 | SHORT | SHORT | BALP | 8.94 | 80 | 80 |  | 88.94 | 88.94 |  | 9.13 | 80 | 80 |  | 89.13 | 89.13 |  | 8.8 | 80 | 80 |  | 88.8 | 88.8
2020-09-05 21:00 | SHORT | SHORT | BALP | 8.94 | 68.6 | 68.6 |  | 77.54 | 77.54 |  | 9.13 | 68.6 | 68.6 |  | 77.73 | 77.73 |  | 8.8 | 68.6 | 68.6 |  | 77.4 | 77.4
2020-09-05 22:00 | LONG | LONG | BALP | 8.94 | 28.05 |  | 28.05 | 19.11 |  | 19.11 | 9.13 | 28.05 |  | 28.05 | 18.92 |  | 18.92 | 8.8 | 28.05 |  | 28.05 | 19.25 |  | 19.25
2020-09-05 23:00 | SHORT | SHORT | BALP | 8.94 | 32.05 | 32.05 |  | 40.99 | 40.99 |  | 9.13 | 32.05 | 32.05 |  | 41.18 | 41.18 |  | 8.8 | 32.05 | 32.05 |  | 40.85 | 40.85
2020-09-06 | SHORT | SHORT | BALP | 8.94 | 27.05 | 27.05 |  | 35.99 | 35.99 |  | 9.13 | 27.05 | 27.05 |  | 36.18 | 36.18 |  | 8.8 | 27.05 | 27.05 |  | 35.85 | 35.85
2020-09-06 01:00 | SHORT | SHORT | BALP | 8.94 | 95 | 95 |  | 103.94 | 103.94 |  | 9.13 | 95 | 95 |  | 104.13 | 104.13 |  | 8.8 | 95 | 95 |  | 103.8 | 103.8
2020-09-06 02:00 | SHORT | SHORT | BALP | 8.94 | 73.8 | 73.8 |  | 82.74 | 82.74 |  | 9.13 | 73.8 | 73.8 |  | 82.93 | 82.93 |  | 8.8 | 73.8 | 73.8 |  | 82.6 | 82.6
2020-09-06 03:00 | SHORT | SHORT | BALP | 8.94 | 25.03 | 25.03 |  | 33.97 | 33.97 |  | 9.13 | 25.03 | 25.03 |  | 34.16 | 34.16 |  | 8.8 | 25.03 | 25.03 |  | 33.83 | 33.83
2020-09-06 04:00 | LONG | LONG | BALP | 8.94 | 25.04 |  | 25.04 | 16.1 |  | 16.1 | 9.13 | 25.04 |  | 25.04 | 15.91 |  | 15.91 | 8.8 | 25.04 |  | 25.04 | 16.24 |  | 16.24
2020-09-06 05:00 | LONG | LONG | VoAA | 8.94 | 38.8 |  | 38.8 | 29.86 |  | 29.86 | 9.13 | 34.34 |  | 34.34 | 25.21 |  | 25.21 | 8.8 | 25.07 |  | 25.07 | 16.27 |  | 16.27
2020-09-06 06:00 | SHORT | SHORT | BALP | 8.94 | 73.8 | 73.8 |  | 82.74 | 82.74 |  | 9.13 | 73.8 | 73.8 |  | 82.93 | 82.93 |  | 8.8 | 73.8 | 73.8 |  | 82.6 | 82.6
2020-09-06 07:00 | LONG | LONG | VoAA | 8.94 | 38.8 |  | 38.8 | 29.86 |  | 29.86 | 9.13 | 39.8 |  | 39.8 | 30.67 |  | 30.67 | 8.8 | 25.33 |  | 25.33 | 16.53 |  | 16.53
2020-09-06 08:00 | LONG | SHORT | BALP | 8.94 | 24 |  | 24 | 15.06 |  | 15.06 | 9.13 | 24 |  | 24 | 14.87 |  | 14.87 | 8.8 | 26.83 | 26.83 |  | 35.63 | 35.63
2020-09-06 09:00 | SHORT | SHORT | BALP | 8.94 | 60 | 60 |  | 68.94 | 68.94 |  | 9.13 | 60 | 60 |  | 69.13 | 69.13 |  | 8.8 | 60 | 60 |  | 68.8 | 68.8
2020-09-06 10:00 | SHORT | SHORT | BALP | 8.94 | 68.2 | 68.2 |  | 77.14 | 77.14 |  | 9.13 | 68.2 | 68.2 |  | 77.33 | 77.33 |  | 8.8 | 68.2 | 68.2 |  | 77 | 77
2020-09-06 11:00 | LONG | LONG | BALP | 8.94 | 15 |  | 15 | 6.06 |  | 6.06 | 9.13 | 15 |  | 15 | 5.87 |  | 5.87 | 8.8 | 15 |  | 15 | 6.2 |  | 6.2
2020-09-06 12:00 | LONG | LONG | BALP | 8.94 | 10 |  | 10 | 1.06 |  | 1.06 | 9.13 | 10 |  | 10 | 0.87 |  | 0.87 | 8.8 | 10 |  | 10 | 1.2 |  | 1.2
2020-09-06 13:00 | LONG | LONG | BALP | 8.94 | 15 |  | 15 | 6.06 |  | 6.06 | 9.13 | 15 |  | 15 | 5.87 |  | 5.87 | 8.8 | 15 |  | 15 | 6.2 |  | 6.2
2020-09-06 14:00 | LONG | LONG | BALP | 8.94 | 15 |  | 15 | 6.06 |  | 6.06 | 9.13 | 15 |  | 15 | 5.87 |  | 5.87 | 8.8 | 15 |  | 15 | 6.2 |  | 6.2
2020-09-06 15:00 | LONG | LONG | BALP | 8.94 | 19.2 |  | 19.2 | 10.26 |  | 10.26 | 9.13 | 19.2 |  | 19.2 | 10.07 |  | 10.07 | 8.8 | 19.2 |  | 19.2 | 10.4 |  | 10.4
2020-09-06 16:00 | LONG | LONG | BALP | 8.94 | 25 |  | 25 | 16.06 |  | 16.06 | 9.13 | 25 |  | 25 | 15.87 |  | 15.87 | 8.8 | 25 |  | 25 | 16.2 |  | 16.2
2020-09-06 17:00 | LONG | LONG | VoAA | 8.94 | 33.2 |  | 33.2 | 24.26 |  | 24.26 | 9.13 | 34.2 |  | 34.2 | 25.07 |  | 25.07 | 8.8 | 32.34 |  | 32.34 | 23.54 |  | 23.54
2020-09-06 18:00 | SHORT | SHORT | BALP | 8.94 | 35.2 | 35.2 |  | 44.14 | 44.14 |  | 9.13 | 35.2 | 35.2 |  | 44.33 | 44.33 |  | 8.8 | 35.2 | 35.2 |  | 44 | 44
2020-09-06 19:00 | SHORT | SHORT | VoAA | 8.94 | 35.2 | 35.2 |  | 44.14 | 44.14 |  | 9.13 | 34.2 | 34.2 |  | 43.33 | 43.33 |  | 8.8 | 42.01 | 42.01 |  | 50.81 | 50.81
2020-09-06 20:00 | SHORT | SHORT | BALP | 8.94 | 80 | 80 |  | 88.94 | 88.94 |  | 9.13 | 80 | 80 |  | 89.13 | 89.13 |  | 8.8 | 80 | 80 |  | 88.8 | 88.8
2020-09-06 21:00 | SHORT | SHORT | BALP | 8.94 | 80 | 80 |  | 88.94 | 88.94 |  | 9.13 | 80 | 80 |  | 89.13 | 89.13 |  | 8.8 | 80 | 80 |  | 88.8 | 88.8
2020-09-06 22:00 | SHORT | SHORT | BALP | 8.94 | 48.75 | 48.75 |  | 57.69 | 57.69 |  | 9.13 | 48.75 | 48.75 |  | 57.88 | 57.88 |  | 8.8 | 48.75 | 48.75 |  | 57.55 | 57.55
2020-09-06 23:00 | LONG | LONG | VoAA | 8.94 | 33.2 |  | 33.2 | 24.26 |  | 24.26 | 9.13 | 34.2 |  | 34.2 | 25.07 |  | 25.07 | 8.8 | 42.83 |  | 42.83 | 34.03 |  | 34.03
2020-09-07 | LONG | LONG | VoAA | 8.94 | 26.6 |  | 26.6 | 17.66 |  | 17.66 | 9.13 | 35.8 |  | 35.8 | 26.67 |  | 26.67 | 8.8 | 29.52 |  | 29.52 | 20.72 |  | 20.72
2020-09-07 01:00 | LONG | LONG | BALP | 8.94 | 26.7 |  | 26.7 | 17.76 |  | 17.76 | 9.13 | 26.7 |  | 26.7 | 17.57 |  | 17.57 | 8.8 | 26.7 |  | 26.7 | 17.9 |  | 17.9
2020-09-07 02:00 | LONG | LONG | BALP | 8.94 | 25.7 |  | 25.7 | 16.76 |  | 16.76 | 9.13 | 25.7 |  | 25.7 | 16.57 |  | 16.57 | 8.8 | 25.7 |  | 25.7 | 16.9 |  | 16.9
2020-09-07 03:00 | LONG | LONG | BALP | 8.94 | 25.4 |  | 25.4 | 16.46 |  | 16.46 | 9.13 | 25.4 |  | 25.4 | 16.27 |  | 16.27 | 8.8 | 25.4 |  | 25.4 | 16.6 |  | 16.6
2020-09-07 04:00 | SHORT | SHORT | BALP | 8.94 | 28.57 | 28.57 |  | 37.51 | 37.51 |  | 9.13 | 28.57 | 28.57 |  | 37.7 | 37.7 |  | 8.8 | 28.57 | 28.57 |  | 37.37 | 37.37
2020-09-07 05:00 | LONG | LONG | VoAA | 8.94 | 26.9 |  | 26.9 | 17.96 |  | 17.96 | 9.13 | 35.95 |  | 35.95 | 26.82 |  | 26.82 | 8.8 | 29.84 |  | 29.84 | 21.04 |  | 21.04
2020-09-07 06:00 | SHORT | SHORT | BALP | 8.94 | 45 | 45 |  | 53.94 | 53.94 |  | 9.13 | 45 | 45 |  | 54.13 | 54.13 |  | 8.8 | 45 | 45 |  | 53.8 | 53.8
2020-09-07 07:00 | SHORT | SHORT | BALP | 8.94 | 95 | 95 |  | 103.94 | 103.94 |  | 9.13 | 95 | 95 |  | 104.13 | 104.13 |  | 8.8 | 95 | 95 |  | 103.8 | 103.8
2020-09-07 08:00 | SHORT | SHORT | BALP | 8.94 | 95 | 95 |  | 103.94 | 103.94 |  | 9.13 | 95 | 95 |  | 104.13 | 104.13 |  | 8.8 | 95 | 95 |  | 103.8 | 103.8
2020-09-07 09:00 | LONG | LONG | BALP | 8.94 | 28 |  | 28 | 19.06 |  | 19.06 | 9.13 | 28 |  | 28 | 18.87 |  | 18.87 | 8.8 | 28 |  | 28 | 19.2 |  | 19.2
2020-09-07 10:00 | LONG | LONG | BALP | 8.94 | 57.17 |  | 57.17 | 48.23 |  | 48.23 | 9.13 | 57.17 |  | 57.17 | 48.04 |  | 48.04 | 8.8 | 57.17 |  | 57.17 | 48.37 |  | 48.37
2020-09-07 11:00 | LONG | LONG | BALP | 8.94 | 30 |  | 30 | 21.06 |  | 21.06 | 9.13 | 30 |  | 30 | 20.87 |  | 20.87 | 8.8 | 30 |  | 30 | 21.2 |  | 21.2
2020-09-07 12:00 | LONG | LONG | BALP | 8.94 | 30 |  | 30 | 21.06 |  | 21.06 | 9.13 | 30 |  | 30 | 20.87 |  | 20.87 | 8.8 | 30 |  | 30 | 21.2 |  | 21.2
2020-09-07 13:00 | LONG | LONG | BALP | 8.94 | 28 |  | 28 | 19.06 |  | 19.06 | 9.13 | 28 |  | 28 | 18.87 |  | 18.87 | 8.8 | 28 |  | 28 | 19.2 |  | 19.2
2020-09-07 14:00 | SHORT | SHORT | BALP | 8.94 | 64.47 | 64.47 |  | 73.41 | 73.41 |  | 9.13 | 64.47 | 64.47 |  | 73.6 | 73.6 |  | 8.8 | 64.47 | 64.47 |  | 73.27 | 73.27
2020-09-07 15:00 | SHORT | SHORT | BALP | 8.94 | 48 | 48 |  | 56.94 | 56.94 |  | 9.13 | 48 | 48 |  | 57.13 | 57.13 |  | 8.8 | 48 | 48 |  | 56.8 | 56.8
2020-09-07 16:00 | SHORT | LONG | BALP | 8.94 | 50.55 | 50.55 |  | 59.49 | 59.49 |  | 9.13 | 50.55 | 50.55 |  | 59.68 | 59.68 |  | 8.8 | 48.55 |  | 48.55 | 39.75 |  | 39.75
2020-09-07 17:00 | LONG | LONG | BALP | 8.94 | 41.13 |  | 41.13 | 32.19 |  | 32.19 | 9.13 | 41.13 |  | 41.13 | 32 |  | 32 | 8.8 | 41.13 |  | 41.13 | 32.33 |  | 32.33
2020-09-07 18:00 | LONG | LONG | BALP | 8.94 | 55.5 |  | 55.5 | 46.56 |  | 46.56 | 9.13 | 55.5 |  | 55.5 | 46.37 |  | 46.37 | 8.8 | 55.5 |  | 55.5 | 46.7 |  | 46.7
2020-09-07 19:00 | LONG | LONG | BALP | 8.94 | 56.12 |  | 56.12 | 47.18 |  | 47.18 | 9.13 | 56.12 |  | 56.12 | 46.99 |  | 46.99 | 8.8 | 56.12 |  | 56.12 | 47.32 |  | 47.32
2020-09-07 20:00 | LONG | LONG | VoAA | 8.94 | 35 |  | 35 | 26.06 |  | 26.06 | 9.13 | 48.81 |  | 48.81 | 39.68 |  | 39.68 | 8.8 | 62.37 |  | 62.37 | 53.57 |  | 53.57
2020-09-07 21:00 | SHORT | SHORT | BALP | 8.94 | 95 | 95 |  | 103.94 | 103.94 |  | 9.13 | 95 | 95 |  | 104.13 | 104.13 |  | 8.8 | 95 | 95 |  | 103.8 | 103.8
2020-09-07 22:00 | LONG | LONG | BALP | 8.94 | 15 |  | 15 | 6.06 |  | 6.06 | 9.13 | 15 |  | 15 | 5.87 |  | 5.87 | 8.8 | 15 |  | 15 | 6.2 |  | 6.2
2020-09-07 23:00 | LONG | LONG | BALP | 8.94 | 2.45 |  | 2.45 | -6.49 |  | -6.49 | 9.13 | 2.45 |  | 2.45 | -6.68 |  | -6.68 | 8.8 | 2.45 |  | 2.45 | -6.35 |  | -6.35
2020-09-08 | LONG | LONG | BALP | 8.94 | 8 |  | 8 | -0.94 |  | -0.94 | 9.13 | 8 |  | 8 | -1.13 |  | -1.13 | 8.8 | 8 |  | 8 | -0.8 |  | -0.8
2020-09-08 01:00 | LONG | LONG | BALP | 8.94 | 6.5 |  | 6.5 | -2.44 |  | -2.44 | 9.13 | 6.5 |  | 6.5 | -2.63 |  | -2.63 | 8.8 | 6.5 |  | 6.5 | -2.3 |  | -2.3
2020-09-08 02:00 | LONG | LONG | BALP | 8.94 | 4.73 |  | 4.73 | -4.21 |  | -4.21 | 9.13 | 4.73 |  | 4.73 | -4.4 |  | -4.4 | 8.8 | 4.73 |  | 4.73 | -4.07 |  | -4.07
2020-09-08 03:00 | SHORT | SHORT | BALP | 8.94 | 9.66 | 9.66 |  | 18.6 | 18.6 |  | 9.13 | 9.66 | 9.66 |  | 18.79 | 18.79 |  | 8.8 | 9.66 | 9.66 |  | 18.46 | 18.46
2020-09-08 04:00 | SHORT | SHORT | BALP | 8.94 | 42 | 42 |  | 50.94 | 50.94 |  | 9.13 | 42 | 42 |  | 51.13 | 51.13 |  | 8.8 | 42 | 42 |  | 50.8 | 50.8
2020-09-08 05:00 | SHORT | SHORT | BALP | 8.94 | 42 | 42 |  | 50.94 | 50.94 |  | 9.13 | 42 | 42 |  | 51.13 | 51.13 |  | 8.8 | 42 | 42 |  | 50.8 | 50.8
2020-09-08 06:00 | SHORT | SHORT | VoAA | 8.94 | 42 | 42 |  | 50.94 | 50.94 |  | 9.13 | 31.85 | 31.85 |  | 40.98 | 40.98 |  | 8.8 | 23.33 | 23.33 |  | 32.13 | 32.13
2020-09-08 07:00 | SHORT | SHORT | BALP | 8.94 | 42 | 42 |  | 50.94 | 50.94 |  | 9.13 | 42 | 42 |  | 51.13 | 51.13 |  | 8.8 | 42 | 42 |  | 50.8 | 50.8
2020-09-08 08:00 | SHORT | SHORT | BALP | 8.94 | 95 | 95 |  | 103.94 | 103.94 |  | 9.13 | 95 | 95 |  | 104.13 | 104.13 |  | 8.8 | 95 | 95 |  | 103.8 | 103.8
2020-09-08 09:00 | LONG | LONG | BALP | 8.94 | 45.45 |  | 45.45 | 36.51 |  | 36.51 | 9.13 | 45.45 |  | 45.45 | 36.32 |  | 36.32 | 8.8 | 45.45 |  | 45.45 | 36.65 |  | 36.65
2020-09-08 10:00 | LONG | LONG | BALP | 8.94 | 50.52 |  | 50.52 | 41.58 |  | 41.58 | 9.13 | 50.52 |  | 50.52 | 41.39 |  | 41.39 | 8.8 | 50.52 |  | 50.52 | 41.72 |  | 41.72
2020-09-08 11:00 | LONG | LONG | BALP | 8.94 | 15 |  | 15 | 6.06 |  | 6.06 | 9.13 | 15 |  | 15 | 5.87 |  | 5.87 | 8.8 | 15 |  | 15 | 6.2 |  | 6.2
2020-09-08 12:00 | LONG | LONG | BALP | 8.94 | 20 |  | 20 | 11.06 |  | 11.06 | 9.13 | 20 |  | 20 | 10.87 |  | 10.87 | 8.8 | 20 |  | 20 | 11.2 |  | 11.2
2020-09-08 13:00 | SHORT | SHORT | BALP | 8.94 | 49.74 | 49.74 |  | 58.68 | 58.68 |  | 9.13 | 49.74 | 49.74 |  | 58.87 | 58.87 |  | 8.8 | 49.74 | 49.74 |  | 58.54 | 58.54
2020-09-08 14:00 | SHORT | SHORT | BALP | 8.94 | 42.92 | 42.92 |  | 51.86 | 51.86 |  | 9.13 | 42.92 | 42.92 |  | 52.05 | 52.05 |  | 8.8 | 42.92 | 42.92 |  | 51.72 | 51.72
2020-09-08 15:00 | SHORT | SHORT | BALP | 8.94 | 39 | 39 |  | 47.94 | 47.94 |  | 9.13 | 39 | 39 |  | 48.13 | 48.13 |  | 8.8 | 39 | 39 |  | 47.8 | 47.8
2020-09-08 16:00 | SHORT | SHORT | BALP | 8.94 | 60 | 60 |  | 68.94 | 68.94 |  | 9.13 | 60 | 60 |  | 69.13 | 69.13 |  | 8.8 | 60 | 60 |  | 68.8 | 68.8
2020-09-08 17:00 | SHORT | SHORT | BALP | 8.94 | 98 | 98 |  | 106.94 | 106.94 |  | 9.13 | 98 | 98 |  | 107.13 | 107.13 |  | 8.8 | 98 | 98 |  | 106.8 | 106.8
2020-09-08 18:00 | SHORT | SHORT | BALP | 8.94 | 95 | 95 |  | 103.94 | 103.94 |  | 9.13 | 95 | 95 |  | 104.13 | 104.13 |  | 8.8 | 95 | 95 |  | 103.8 | 103.8
2020-09-08 19:00 | SHORT | SHORT | BALP | 8.94 | 59.6 | 59.6 |  | 68.54 | 68.54 |  | 9.13 | 59.6 | 59.6 |  | 68.73 | 68.73 |  | 8.8 | 59.6 | 59.6 |  | 68.4 | 68.4
2020-09-08 20:00 | SHORT | SHORT | BALP | 8.94 | 108.36 | 108.36 |  | 117.3 | 117.3 |  | 9.13 | 108.36 | 108.36 |  | 117.49 | 117.49 |  | 8.8 | 108.36 | 108.36 |  | 117.16 | 117.16
2020-09-08 21:00 | SHORT | SHORT | BALP | 8.94 | 95 | 95 |  | 103.94 | 103.94 |  | 9.13 | 95 | 95 |  | 104.13 | 104.13 |  | 8.8 | 95 | 95 |  | 103.8 | 103.8
2020-09-08 22:00 | LONG | LONG | VoAA | 8.94 | 33 |  | 33 | 24.06 |  | 24.06 | 9.13 | 32.87 |  | 32.87 | 23.74 |  | 23.74 | 8.8 | 34.15 |  | 34.15 | 25.35 |  | 25.35
2020-09-08 23:00 | SHORT | SHORT | BALP | 8.94 | 29.36 | 29.36 |  | 38.3 | 38.3 |  | 9.13 | 29.36 | 29.36 |  | 38.49 | 38.49 |  | 8.8 | 29.36 | 29.36 |  | 38.16 | 38.16
2020-09-09 | SHORT | SHORT | VoAA | 8.94 | 40.6 | 40.6 |  | 49.54 | 49.54 |  | 9.13 | 39.6 | 39.6 |  | 48.73 | 48.73 |  | 8.8 | 24.36 | 24.36 |  | 33.16 | 33.16
2020-09-09 01:00 | SHORT | SHORT | BALP | 8.94 | 42 | 42 |  | 50.94 | 50.94 |  | 9.13 | 42 | 42 |  | 51.13 | 51.13 |  | 8.8 | 42 | 42 |  | 50.8 | 50.8
2020-09-09 02:00 | SHORT | SHORT | BALP | 8.94 | 42 | 42 |  | 50.94 | 50.94 |  | 9.13 | 42 | 42 |  | 51.13 | 51.13 |  | 8.8 | 42 | 42 |  | 50.8 | 50.8
2020-09-09 03:00 | SHORT | SHORT | VoAA | 8.94 | 30.08 | 30.08 |  | 39.02 | 39.02 |  | 9.13 | 15.04 | 15.04 |  | 24.17 | 24.17 |  | 8.8 | 25.09 | 25.09 |  | 33.89 | 33.89
2020-09-09 04:00 | SHORT | SHORT | VoAA | 8.94 | 30.62 | 30.62 |  | 39.56 | 39.56 |  | 9.13 | 36.36 | 36.36 |  | 45.49 | 45.49 |  | 8.8 | 25.08 | 25.08 |  | 33.88 | 33.88
2020-09-09 05:00 | SHORT | SHORT | VoAA | 8.94 | 42 | 42 |  | 50.94 | 50.94 |  | 9.13 | 21 | 21 |  | 30.13 | 30.13 |  | 8.8 | 25.62 | 25.62 |  | 34.42 | 34.42
2020-09-09 06:00 | LONG | LONG | BALP | 8.94 | 32.6 |  | 32.6 | 23.66 |  | 23.66 | 9.13 | 32.6 |  | 32.6 | 23.47 |  | 23.47 | 8.8 | 32.6 |  | 32.6 | 23.8 |  | 23.8
2020-09-09 07:00 | SHORT | SHORT | BALP | 8.94 | 46.9 | 46.9 |  | 55.84 | 55.84 |  | 9.13 | 46.9 | 46.9 |  | 56.03 | 56.03 |  | 8.8 | 46.9 | 46.9 |  | 55.7 | 55.7
2020-09-09 08:00 | SHORT | SHORT | BALP | 8.94 | 62.9 | 62.9 |  | 71.84 | 71.84 |  | 9.13 | 62.9 | 62.9 |  | 72.03 | 72.03 |  | 8.8 | 62.9 | 62.9 |  | 71.7 | 71.7
2020-09-09 09:00 | SHORT | SHORT | BALP | 8.94 | 59.9 | 59.9 |  | 68.84 | 68.84 |  | 9.13 | 59.9 | 59.9 |  | 69.03 | 69.03 |  | 8.8 | 59.9 | 59.9 |  | 68.7 | 68.7
2020-09-09 10:00 | LONG | LONG | BALP | 8.94 | 58.57 |  | 58.57 | 49.63 |  | 49.63 | 9.13 | 58.57 |  | 58.57 | 49.44 |  | 49.44 | 8.8 | 58.57 |  | 58.57 | 49.77 |  | 49.77
2020-09-09 11:00 | LONG | LONG | BALP | 8.94 | 32 |  | 32 | 23.06 |  | 23.06 | 9.13 | 32 |  | 32 | 22.87 |  | 22.87 | 8.8 | 32 |  | 32 | 23.2 |  | 23.2
2020-09-09 12:00 | LONG | LONG | BALP | 8.94 | 24 |  | 24 | 15.06 |  | 15.06 | 9.13 | 24 |  | 24 | 14.87 |  | 14.87 | 8.8 | 24 |  | 24 | 15.2 |  | 15.2
2020-09-09 13:00 | LONG | LONG | BALP | 8.94 | 24 |  | 24 | 15.06 |  | 15.06 | 9.13 | 24 |  | 24 | 14.87 |  | 14.87 | 8.8 | 24 |  | 24 | 15.2 |  | 15.2
2020-09-09 14:00 | LONG | LONG | BALP | 8.94 | 32 |  | 32 | 23.06 |  | 23.06 | 9.13 | 32 |  | 32 | 22.87 |  | 22.87 | 8.8 | 32 |  | 32 | 23.2 |  | 23.2
2020-09-09 15:00 | SHORT | SHORT | BALP | 8.94 | 46 | 46 |  | 54.94 | 54.94 |  | 9.13 | 46 | 46 |  | 55.13 | 55.13 |  | 8.8 | 46 | 46 |  | 54.8 | 54.8
2020-09-09 16:00 | SHORT | SHORT | BALP | 8.94 | 50.03 | 50.03 |  | 58.97 | 58.97 |  | 9.13 | 50.03 | 50.03 |  | 59.16 | 59.16 |  | 8.8 | 50.03 | 50.03 |  | 58.83 | 58.83
2020-09-09 17:00 | SHORT | SHORT | BALP | 8.94 | 60 | 60 |  | 68.94 | 68.94 |  | 9.13 | 60 | 60 |  | 69.13 | 69.13 |  | 8.8 | 60 | 60 |  | 68.8 | 68.8
2020-09-09 18:00 | SHORT | SHORT | BALP | 8.94 | 95 | 95 |  | 103.94 | 103.94 |  | 9.13 | 95 | 95 |  | 104.13 | 104.13 |  | 8.8 | 95 | 95 |  | 103.8 | 103.8
2020-09-09 19:00 | SHORT | SHORT | BALP | 8.94 | 95 | 95 |  | 103.94 | 103.94 |  | 9.13 | 95 | 95 |  | 104.13 | 104.13 |  | 8.8 | 95 | 95 |  | 103.8 | 103.8
2020-09-09 20:00 | LONG | LONG | BALP | 8.94 | 40 |  | 40 | 31.06 |  | 31.06 | 9.13 | 40 |  | 40 | 30.87 |  | 30.87 | 8.8 | 40 |  | 40 | 31.2 |  | 31.2
2020-09-09 21:00 | LONG | LONG | BALP | 8.94 | 17 |  | 17 | 8.06 |  | 8.06 | 9.13 | 17 |  | 17 | 7.87 |  | 7.87 | 8.8 | 17 |  | 17 | 8.2 |  | 8.2
2020-09-09 22:00 | LONG | LONG | BALP | 8.94 | 28.1 |  | 28.1 | 19.16 |  | 19.16 | 9.13 | 28.1 |  | 28.1 | 18.97 |  | 18.97 | 8.8 | 28.1 |  | 28.1 | 19.3 |  | 19.3
2020-09-09 23:00 | LONG | LONG | BALP | 8.94 | 1.14 |  | 1.14 | -7.8 |  | -7.8 | 9.13 | 1.14 |  | 1.14 | -7.99 |  | -7.99 | 8.8 | 1.14 |  | 1.14 | -7.66 |  | -7.66
2020-09-10 | SHORT | SHORT | VoAA | 8.94 | 15.58 | 15.58 |  | 24.52 | 24.52 |  | 9.13 | 28.54 | 28.54 |  | 37.67 | 37.67 |  | 8.8 | 17.91 | 17.91 |  | 26.71 | 26.71
2020-09-10 01:00 | SHORT | SHORT | BALP | 8.94 | 42 | 42 |  | 50.94 | 50.94 |  | 9.13 | 42 | 42 |  | 51.13 | 51.13 |  | 8.8 | 42 | 42 |  | 50.8 | 50.8
2020-09-10 02:00 | SHORT | SHORT | BALP | 8.94 | 9.96 | 9.96 |  | 18.9 | 18.9 |  | 9.13 | 9.96 | 9.96 |  | 19.09 | 19.09 |  | 8.8 | 9.96 | 9.96 |  | 18.76 | 18.76
2020-09-10 03:00 | SHORT | SHORT | BALP | 8.94 | 14.74 | 14.74 |  | 23.68 | 23.68 |  | 9.13 | 14.74 | 14.74 |  | 23.87 | 23.87 |  | 8.8 | 14.74 | 14.74 |  | 23.54 | 23.54
2020-09-10 04:00 | LONG | LONG | VoAA | 8.94 | 0 |  | 0 | -8.94 |  | -8.94 | 9.13 | 21 |  | 21 | 11.87 |  | 11.87 | 8.8 | 9.74 |  | 9.74 | 0.94 |  | 0.94
2020-09-10 05:00 | LONG | LONG | BALP | 8.94 | 8.5 |  | 8.5 | -0.44 |  | -0.44 | 9.13 | 8.5 |  | 8.5 | -0.63 |  | -0.63 | 8.8 | 8.5 |  | 8.5 | -0.3 |  | -0.3
2020-09-10 06:00 | LONG | LONG | BALP | 8.94 | 8.5 |  | 8.5 | -0.44 |  | -0.44 | 9.13 | 8.5 |  | 8.5 | -0.63 |  | -0.63 | 8.8 | 8.5 |  | 8.5 | -0.3 |  | -0.3
2020-09-10 07:00 | SHORT | SHORT | BALP | 8.94 | 60 | 60 |  | 68.94 | 68.94 |  | 9.13 | 60 | 60 |  | 69.13 | 69.13 |  | 8.8 | 60 | 60 |  | 68.8 | 68.8
2020-09-10 08:00 | LONG | LONG | BALP | 8.94 | 47.29 |  | 47.29 | 38.35 |  | 38.35 | 9.13 | 47.29 |  | 47.29 | 38.16 |  | 38.16 | 8.8 | 47.29 |  | 47.29 | 38.49 |  | 38.49
2020-09-10 09:00 | LONG | LONG | BALP | 8.94 | 32 |  | 32 | 23.06 |  | 23.06 | 9.13 | 32 |  | 32 | 22.87 |  | 22.87 | 8.8 | 32 |  | 32 | 23.2 |  | 23.2
2020-09-10 10:00 | LONG | LONG | BALP | 8.94 | 24 |  | 24 | 15.06 |  | 15.06 | 9.13 | 24 |  | 24 | 14.87 |  | 14.87 | 8.8 | 24 |  | 24 | 15.2 |  | 15.2
2020-09-10 11:00 | LONG | LONG | BALP | 8.94 | 35.5 |  | 35.5 | 26.56 |  | 26.56 | 9.13 | 35.5 |  | 35.5 | 26.37 |  | 26.37 | 8.8 | 35.5 |  | 35.5 | 26.7 |  | 26.7
2020-09-10 12:00 | LONG | LONG | BALP | 8.94 | 47.22 |  | 47.22 | 38.28 |  | 38.28 | 9.13 | 47.22 |  | 47.22 | 38.09 |  | 38.09 | 8.8 | 47.22 |  | 47.22 | 38.42 |  | 38.42
2020-09-10 13:00 | LONG | LONG | BALP | 8.94 | 32 |  | 32 | 23.06 |  | 23.06 | 9.13 | 32 |  | 32 | 22.87 |  | 22.87 | 8.8 | 32 |  | 32 | 23.2 |  | 23.2
2020-09-10 14:00 | LONG | LONG | BALP | 8.94 | 6 |  | 6 | -2.94 |  | -2.94 | 9.13 | 6 |  | 6 | -3.13 |  | -3.13 | 8.8 | 6 |  | 6 | -2.8 |  | -2.8
2020-09-10 15:00 | LONG | LONG | BALP | 8.94 | 22.46 |  | 22.46 | 13.52 |  | 13.52 | 9.13 | 22.46 |  | 22.46 | 13.33 |  | 13.33 | 8.8 | 22.46 |  | 22.46 | 13.66 |  | 13.66
2020-09-10 16:00 | LONG | LONG | BALP | 8.94 | 6 |  | 6 | -2.94 |  | -2.94 | 9.13 | 6 |  | 6 | -3.13 |  | -3.13 | 8.8 | 6 |  | 6 | -2.8 |  | -2.8
2020-09-10 17:00 | LONG | LONG | BALP | 8.94 | 20 |  | 20 | 11.06 |  | 11.06 | 9.13 | 20 |  | 20 | 10.87 |  | 10.87 | 8.8 | 20 |  | 20 | 11.2 |  | 11.2
2020-09-10 18:00 | LONG | LONG | BALP | 8.94 | 21.57 |  | 21.57 | 12.63 |  | 12.63 | 9.13 | 21.57 |  | 21.57 | 12.44 |  | 12.44 | 8.8 | 21.57 |  | 21.57 | 12.77 |  | 12.77
2020-09-10 19:00 | SHORT | SHORT | VoAA | 8.94 | 37.5 | 37.5 |  | 46.44 | 46.44 |  | 9.13 | 36.5 | 36.5 |  | 45.63 | 45.63 |  | 8.8 | 65.81 | 65.81 |  | 74.61 | 74.61
2020-09-10 20:00 | SHORT | SHORT | BALP | 8.94 | 140.42 | 140.42 |  | 149.36 | 149.36 |  | 9.13 | 140.42 | 140.42 |  | 149.55 | 149.55 |  | 8.8 | 140.42 | 140.42 |  | 149.22 | 149.22
2020-09-10 21:00 | SHORT | SHORT | BALP | 8.94 | 95 | 95 |  | 103.94 | 103.94 |  | 9.13 | 95 | 95 |  | 104.13 | 104.13 |  | 8.8 | 95 | 95 |  | 103.8 | 103.8
2020-09-10 22:00 | SHORT | SHORT | BALP | 8.94 | 58.06 | 58.06 |  | 67 | 67 |  | 9.13 | 58.06 | 58.06 |  | 67.19 | 67.19 |  | 8.8 | 58.06 | 58.06 |  | 66.86 | 66.86
2020-09-10 23:00 | LONG | LONG | VoAA | 8.94 | 35.5 |  | 35.5 | 26.56 |  | 26.56 | 9.13 | 36.5 |  | 36.5 | 27.37 |  | 27.37 | 8.8 | 37.46 |  | 37.46 | 28.66 |  | 28.66
2020-09-11 | LONG | LONG | VoAA | 8.94 | 35.5 |  | 35.5 | 26.56 |  | 26.56 | 9.13 | 34.87 |  | 34.87 | 25.74 |  | 25.74 | 8.8 | 27.95 |  | 27.95 | 19.15 |  | 19.15
2020-09-11 01:00 | SHORT | SHORT | VoAA | 8.94 | 34.3 | 34.3 |  | 43.24 | 43.24 |  | 9.13 | 35.45 | 35.45 |  | 44.58 | 44.58 |  | 8.8 | 29.24 | 29.24 |  | 38.04 | 38.04
2020-09-11 02:00 | SHORT | SHORT | BALP | 8.94 | 34.42 | 34.42 |  | 43.36 | 43.36 |  | 9.13 | 34.42 | 34.42 |  | 43.55 | 43.55 |  | 8.8 | 34.42 | 34.42 |  | 43.22 | 43.22
2020-09-11 03:00 | LONG | LONG | VoAA | 8.94 | 41.5 |  | 41.5 | 32.56 |  | 32.56 | 9.13 | 42.25 |  | 42.25 | 33.12 |  | 33.12 | 8.8 | 29.42 |  | 29.42 | 20.62 |  | 20.62
2020-09-11 04:00 | SHORT | SHORT | VoAA | 8.94 | 34.71 | 34.71 |  | 43.65 | 43.65 |  | 9.13 | 38.11 | 38.11 |  | 47.24 | 47.24 |  | 8.8 | 29.59 | 29.59 |  | 38.39 | 38.39
2020-09-11 05:00 | LONG | LONG | VoAA | 8.94 | 36.6 |  | 36.6 | 27.66 |  | 27.66 | 9.13 | 37.6 |  | 37.6 | 28.47 |  | 28.47 | 8.8 | 29.71 |  | 29.71 | 20.91 |  | 20.91
2020-09-11 06:00 | SHORT | LONG | BALP | 8.94 | 45.5 | 45.5 |  | 54.44 | 54.44 |  | 9.13 | 45.5 | 45.5 |  | 54.63 | 54.63 |  | 8.8 | 44.27 |  | 44.27 | 35.47 |  | 35.47
2020-09-11 07:00 | SHORT | SHORT | BALP | 8.94 | 100 | 100 |  | 108.94 | 108.94 |  | 9.13 | 100 | 100 |  | 109.13 | 109.13 |  | 8.8 | 100 | 100 |  | 108.8 | 108.8
2020-09-11 08:00 | SHORT | SHORT | BALP | 8.94 | 76.9 | 76.9 |  | 85.84 | 85.84 |  | 9.13 | 76.9 | 76.9 |  | 86.03 | 86.03 |  | 8.8 | 76.9 | 76.9 |  | 85.7 | 85.7
2020-09-11 09:00 | SHORT | SHORT | BALP | 8.94 | 83.3 | 83.3 |  | 92.24 | 92.24 |  | 9.13 | 83.3 | 83.3 |  | 92.43 | 92.43 |  | 8.8 | 83.3 | 83.3 |  | 92.1 | 92.1
2020-09-11 10:00 | LONG | LONG | VoAA | 8.94 | 35.5 |  | 35.5 | 26.56 |  | 26.56 | 9.13 | 36.5 |  | 36.5 | 27.37 |  | 27.37 | 8.8 | 63.53 |  | 63.53 | 54.73 |  | 54.73
2020-09-11 11:00 | SHORT | LONG | BALP | 8.94 | 63.52 | 63.52 |  | 72.46 | 72.46 |  | 9.13 | 63.52 | 63.52 |  | 72.65 | 72.65 |  | 8.8 | 61.52 |  | 61.52 | 52.72 |  | 52.72
2020-09-11 12:00 | SHORT | SHORT | VoAA | 8.94 | 37.5 | 37.5 |  | 46.44 | 46.44 |  | 9.13 | 36.5 | 36.5 |  | 45.63 | 45.63 |  | 8.8 | 58.35 | 58.35 |  | 67.15 | 67.15
2020-09-11 13:00 | SHORT | SHORT | BALP | 8.94 | 95 | 95 |  | 103.94 | 103.94 |  | 9.13 | 95 | 95 |  | 104.13 | 104.13 |  | 8.8 | 95 | 95 |  | 103.8 | 103.8
2020-09-11 14:00 | LONG | LONG | BALP | 8.94 | 61.16 |  | 61.16 | 52.22 |  | 52.22 | 9.13 | 61.16 |  | 61.16 | 52.03 |  | 52.03 | 8.8 | 61.16 |  | 61.16 | 52.36 |  | 52.36
2020-09-11 15:00 | LONG | LONG | BALP | 8.94 | 15 |  | 15 | 6.06 |  | 6.06 | 9.13 | 15 |  | 15 | 5.87 |  | 5.87 | 8.8 | 15 |  | 15 | 6.2 |  | 6.2
2020-09-11 16:00 | LONG | LONG | BALP | 8.94 | 20 |  | 20 | 11.06 |  | 11.06 | 9.13 | 20 |  | 20 | 10.87 |  | 10.87 | 8.8 | 20 |  | 20 | 11.2 |  | 11.2
2020-09-11 17:00 | LONG | LONG | BALP | 8.94 | 31.5 |  | 31.5 | 22.56 |  | 22.56 | 9.13 | 31.5 |  | 31.5 | 22.37 |  | 22.37 | 8.8 | 31.5 |  | 31.5 | 22.7 |  | 22.7
2020-09-11 18:00 | SHORT | SHORT | BALP | 8.94 | 95 | 95 |  | 103.94 | 103.94 |  | 9.13 | 95 | 95 |  | 104.13 | 104.13 |  | 8.8 | 95 | 95 |  | 103.8 | 103.8
2020-09-11 19:00 | SHORT | SHORT | BALP | 8.94 | 95 | 95 |  | 103.94 | 103.94 |  | 9.13 | 95 | 95 |  | 104.13 | 104.13 |  | 8.8 | 95 | 95 |  | 103.8 | 103.8
2020-09-11 20:00 | SHORT | SHORT | BALP | 8.94 | 99 | 99 |  | 107.94 | 107.94 |  | 9.13 | 99 | 99 |  | 108.13 | 108.13 |  | 8.8 | 99 | 99 |  | 107.8 | 107.8
2020-09-11 21:00 | LONG | LONG | BALP | 8.94 | 19.56 |  | 19.56 | 10.62 |  | 10.62 | 9.13 | 19.56 |  | 19.56 | 10.43 |  | 10.43 | 8.8 | 19.56 |  | 19.56 | 10.76 |  | 10.76
2020-09-11 22:00 | LONG | LONG | BALP | 8.94 | 16 |  | 16 | 7.06 |  | 7.06 | 9.13 | 16 |  | 16 | 6.87 |  | 6.87 | 8.8 | 16 |  | 16 | 7.2 |  | 7.2
2020-09-11 23:00 | LONG | LONG | BALP | 8.94 | 16 |  | 16 | 7.06 |  | 7.06 | 9.13 | 16 |  | 16 | 6.87 |  | 6.87 | 8.8 | 16 |  | 16 | 7.2 |  | 7.2
2020-09-12 | LONG | LONG | BALP | 8.94 | 22.42 |  | 22.42 | 13.48 |  | 13.48 | 9.13 | 22.42 |  | 22.42 | 13.29 |  | 13.29 | 8.8 | 22.42 |  | 22.42 | 13.62 |  | 13.62
2020-09-12 01:00 | SHORT | SHORT | BALP | 8.94 | 95 | 95 |  | 103.94 | 103.94 |  | 9.13 | 95 | 95 |  | 104.13 | 104.13 |  | 8.8 | 95 | 95 |  | 103.8 | 103.8
2020-09-12 02:00 | SHORT | SHORT | BALP | 8.94 | 95 | 95 |  | 103.94 | 103.94 |  | 9.13 | 95 | 95 |  | 104.13 | 104.13 |  | 8.8 | 95 | 95 |  | 103.8 | 103.8
2020-09-12 03:00 | LONG | LONG | VoAA | 8.94 | 50 |  | 50 | 41.06 |  | 41.06 | 9.13 | 38.73 |  | 38.73 | 29.6 |  | 29.6 | 8.8 | 22.34 |  | 22.34 | 13.54 |  | 13.54
2020-09-12 04:00 | LONG | LONG | BALP | 8.94 | 22.46 |  | 22.46 | 13.52 |  | 13.52 | 9.13 | 22.46 |  | 22.46 | 13.33 |  | 13.33 | 8.8 | 22.46 |  | 22.46 | 13.66 |  | 13.66
2020-09-12 05:00 | LONG | LONG | BALP | 8.94 | 24.1 |  | 24.1 | 15.16 |  | 15.16 | 9.13 | 24.1 |  | 24.1 | 14.97 |  | 14.97 | 8.8 | 24.1 |  | 24.1 | 15.3 |  | 15.3
2020-09-12 06:00 | SHORT | SHORT | BALP | 8.94 | 50 | 50 |  | 58.94 | 58.94 |  | 9.13 | 50 | 50 |  | 59.13 | 59.13 |  | 8.8 | 50 | 50 |  | 58.8 | 58.8
2020-09-12 07:00 | LONG | LONG | VoAA | 8.94 | 50 |  | 50 | 41.06 |  | 41.06 | 9.13 | 50 |  | 50 | 40.87 |  | 40.87 | 8.8 | 25.88 |  | 25.88 | 17.08 |  | 17.08
2020-09-12 08:00 | LONG | LONG | VoAA | 8.94 | 50 |  | 50 | 41.06 |  | 41.06 | 9.13 | 46.2 |  | 46.2 | 37.07 |  | 37.07 | 8.8 | 38.51 |  | 38.51 | 29.71 |  | 29.71
2020-09-12 09:00 | SHORT | SHORT | BALP | 8.94 | 40.61 | 40.61 |  | 49.55 | 49.55 |  | 9.13 | 40.61 | 40.61 |  | 49.74 | 49.74 |  | 8.8 | 40.61 | 40.61 |  | 49.41 | 49.41
2020-09-12 10:00 | SHORT | SHORT | BALP | 8.94 | 35.61 | 35.61 |  | 44.55 | 44.55 |  | 9.13 | 35.61 | 35.61 |  | 44.74 | 44.74 |  | 8.8 | 35.61 | 35.61 |  | 44.41 | 44.41
2020-09-12 11:00 | LONG | LONG | BALP | 8.94 | 28.78 |  | 28.78 | 19.84 |  | 19.84 | 9.13 | 28.78 |  | 28.78 | 19.65 |  | 19.65 | 8.8 | 28.78 |  | 28.78 | 19.98 |  | 19.98
2020-09-12 12:00 | LONG | LONG | BALP | 8.94 | 10 |  | 10 | 1.06 |  | 1.06 | 9.13 | 10 |  | 10 | 0.87 |  | 0.87 | 8.8 | 10 |  | 10 | 1.2 |  | 1.2
2020-09-12 13:00 | LONG | LONG | BALP | 8.94 | 26.15 |  | 26.15 | 17.21 |  | 17.21 | 9.13 | 26.15 |  | 26.15 | 17.02 |  | 17.02 | 8.8 | 26.15 |  | 26.15 | 17.35 |  | 17.35
2020-09-12 14:00 | LONG | LONG | BALP | 8.94 | 25.81 |  | 25.81 | 16.87 |  | 16.87 | 9.13 | 25.81 |  | 25.81 | 16.68 |  | 16.68 | 8.8 | 25.81 |  | 25.81 | 17.01 |  | 17.01
2020-09-12 15:00 | LONG | LONG | BALP | 8.94 | 25.81 |  | 25.81 | 16.87 |  | 16.87 | 9.13 | 25.81 |  | 25.81 | 16.68 |  | 16.68 | 8.8 | 25.81 |  | 25.81 | 17.01 |  | 17.01
2020-09-12 16:00 | LONG | LONG | BALP | 8.94 | 31.01 |  | 31.01 | 22.07 |  | 22.07 | 9.13 | 31.01 |  | 31.01 | 21.88 |  | 21.88 | 8.8 | 31.01 |  | 31.01 | 22.21 |  | 22.21
2020-09-12 17:00 | LONG | LONG | BALP | 8.94 | 27.06 |  | 27.06 | 18.12 |  | 18.12 | 9.13 | 27.06 |  | 27.06 | 17.93 |  | 17.93 | 8.8 | 27.06 |  | 27.06 | 18.26 |  | 18.26
2020-09-12 18:00 | SHORT | SHORT | BALP | 8.94 | 74.5 | 74.5 |  | 83.44 | 83.44 |  | 9.13 | 74.5 | 74.5 |  | 83.63 | 83.63 |  | 8.8 | 74.5 | 74.5 |  | 83.3 | 83.3
2020-09-12 19:00 | SHORT | SHORT | BALP | 8.94 | 95 | 95 |  | 103.94 | 103.94 |  | 9.13 | 95 | 95 |  | 104.13 | 104.13 |  | 8.8 | 95 | 95 |  | 103.8 | 103.8
2020-09-12 20:00 | SHORT | SHORT | BALP | 8.94 | 74.5 | 74.5 |  | 83.44 | 83.44 |  | 9.13 | 74.5 | 74.5 |  | 83.63 | 83.63 |  | 8.8 | 74.5 | 74.5 |  | 83.3 | 83.3
2020-09-12 21:00 | SHORT | SHORT | BALP | 8.94 | 80 | 80 |  | 88.94 | 88.94 |  | 9.13 | 80 | 80 |  | 89.13 | 89.13 |  | 8.8 | 80 | 80 |  | 88.8 | 88.8
2020-09-12 22:00 | LONG | LONG | BALP | 8.94 | 27.9 |  | 27.9 | 18.96 |  | 18.96 | 9.13 | 27.9 |  | 27.9 | 18.77 |  | 18.77 | 8.8 | 27.9 |  | 27.9 | 19.1 |  | 19.1
2020-09-12 23:00 | LONG | LONG | BALP | 8.94 | 26.8 |  | 26.8 | 17.86 |  | 17.86 | 9.13 | 26.8 |  | 26.8 | 17.67 |  | 17.67 | 8.8 | 26.8 |  | 26.8 | 18 |  | 18
2020-09-13 | LONG | LONG | BALP | 8.94 | -4.64 |  | -4.64 | -13.58 |  | -13.58 | 9.13 | -4.64 |  | -4.64 | -13.77 |  | -13.77 | 8.8 | -4.64 |  | -4.64 | -13.44 |  | -13.44
2020-09-13 01:00 | SHORT | SHORT | BALP | 8.94 | 25.34 | 25.34 |  | 34.28 | 34.28 |  | 9.13 | 25.34 | 25.34 |  | 34.47 | 34.47 |  | 8.8 | 25.34 | 25.34 |  | 34.14 | 34.14
2020-09-13 02:00 | SHORT | SHORT | BALP | 8.94 | 24.07 | 24.07 |  | 33.01 | 33.01 |  | 9.13 | 24.07 | 24.07 |  | 33.2 | 33.2 |  | 8.8 | 24.07 | 24.07 |  | 32.87 | 32.87
2020-09-13 03:00 | SHORT | SHORT | BALP | 8.94 | 95 | 95 |  | 103.94 | 103.94 |  | 9.13 | 95 | 95 |  | 104.13 | 104.13 |  | 8.8 | 95 | 95 |  | 103.8 | 103.8
2020-09-13 04:00 | SHORT | SHORT | BALP | 8.94 | 24.48 | 24.48 |  | 33.42 | 33.42 |  | 9.13 | 24.48 | 24.48 |  | 33.61 | 33.61 |  | 8.8 | 24.48 | 24.48 |  | 33.28 | 33.28
2020-09-13 05:00 | SHORT | SHORT | BALP | 8.94 | 95 | 95 |  | 103.94 | 103.94 |  | 9.13 | 95 | 95 |  | 104.13 | 104.13 |  | 8.8 | 95 | 95 |  | 103.8 | 103.8
2020-09-13 06:00 | SHORT | SHORT | BALP | 8.94 | 95 | 95 |  | 103.94 | 103.94 |  | 9.13 | 95 | 95 |  | 104.13 | 104.13 |  | 8.8 | 95 | 95 |  | 103.8 | 103.8
2020-09-13 07:00 | SHORT | SHORT | BALP | 8.94 | 94 | 94 |  | 102.94 | 102.94 |  | 9.13 | 94 | 94 |  | 103.13 | 103.13 |  | 8.8 | 94 | 94 |  | 102.8 | 102.8
2020-09-13 08:00 | SHORT | SHORT | BALP | 8.94 | 94 | 94 |  | 102.94 | 102.94 |  | 9.13 | 94 | 94 |  | 103.13 | 103.13 |  | 8.8 | 94 | 94 |  | 102.8 | 102.8
2020-09-13 09:00 | SHORT | SHORT | BALP | 8.94 | 25.53 | 25.53 |  | 34.47 | 34.47 |  | 9.13 | 25.53 | 25.53 |  | 34.66 | 34.66 |  | 8.8 | 25.53 | 25.53 |  | 34.33 | 34.33
2020-09-13 10:00 | LONG | LONG | BALP | 8.94 | 26.15 |  | 26.15 | 17.21 |  | 17.21 | 9.13 | 26.15 |  | 26.15 | 17.02 |  | 17.02 | 8.8 | 26.15 |  | 26.15 | 17.35 |  | 17.35
2020-09-13 11:00 | LONG | LONG | BALP | 8.94 | 25.54 |  | 25.54 | 16.6 |  | 16.6 | 9.13 | 25.54 |  | 25.54 | 16.41 |  | 16.41 | 8.8 | 25.54 |  | 25.54 | 16.74 |  | 16.74
2020-09-13 12:00 | LONG | LONG | BALP | 8.94 | -4.8 |  | -4.8 | -13.74 |  | -13.74 | 9.13 | -4.8 |  | -4.8 | -13.93 |  | -13.93 | 8.8 | -4.8 |  | -4.8 | -13.6 |  | -13.6
2020-09-13 13:00 | LONG | LONG | BALP | 8.94 | 15.96 |  | 15.96 | 7.02 |  | 7.02 | 9.13 | 15.96 |  | 15.96 | 6.83 |  | 6.83 | 8.8 | 15.96 |  | 15.96 | 7.16 |  | 7.16
2020-09-13 14:00 | LONG | LONG | BALP | 8.94 | 12.54 |  | 12.54 | 3.6 |  | 3.6 | 9.13 | 12.54 |  | 12.54 | 3.41 |  | 3.41 | 8.8 | 12.54 |  | 12.54 | 3.74 |  | 3.74
2020-09-13 15:00 | LONG | LONG | BALP | 8.94 | 9.05 |  | 9.05 | 0.11 |  | 0.11 | 9.13 | 9.05 |  | 9.05 | -0.08 |  | -0.08 | 8.8 | 9.05 |  | 9.05 | 0.25 |  | 0.25
2020-09-13 16:00 | LONG | LONG | BALP | 8.94 | 9.36 |  | 9.36 | 0.42 |  | 0.42 | 9.13 | 9.36 |  | 9.36 | 0.23 |  | 0.23 | 8.8 | 9.36 |  | 9.36 | 0.56 |  | 0.56
2020-09-13 17:00 | SHORT | SHORT | BALP | 8.94 | 95 | 95 |  | 103.94 | 103.94 |  | 9.13 | 95 | 95 |  | 104.13 | 104.13 |  | 8.8 | 95 | 95 |  | 103.8 | 103.8
2020-09-13 18:00 | SHORT | SHORT | BALP | 8.94 | 95 | 95 |  | 103.94 | 103.94 |  | 9.13 | 95 | 95 |  | 104.13 | 104.13 |  | 8.8 | 95 | 95 |  | 103.8 | 103.8
2020-09-13 19:00 | SHORT | SHORT | BALP | 8.94 | 93 | 93 |  | 101.94 | 101.94 |  | 9.13 | 93 | 93 |  | 102.13 | 102.13 |  | 8.8 | 93 | 93 |  | 101.8 | 101.8
2020-09-13 20:00 | SHORT | SHORT | BALP | 8.94 | 93 | 93 |  | 101.94 | 101.94 |  | 9.13 | 93 | 93 |  | 102.13 | 102.13 |  | 8.8 | 93 | 93 |  | 101.8 | 101.8
2020-09-13 21:00 | SHORT | SHORT | BALP | 8.94 | 93 | 93 |  | 101.94 | 101.94 |  | 9.13 | 93 | 93 |  | 102.13 | 102.13 |  | 8.8 | 93 | 93 |  | 101.8 | 101.8
2020-09-13 22:00 | SHORT | SHORT | BALP | 8.94 | 65 | 65 |  | 73.94 | 73.94 |  | 9.13 | 65 | 65 |  | 74.13 | 74.13 |  | 8.8 | 65 | 65 |  | 73.8 | 73.8
2020-09-13 23:00 | SHORT | LONG | BALP | 8.94 | 65 | 65 |  | 73.94 | 73.94 |  | 9.13 | 65 | 65 |  | 74.13 | 74.13 |  | 8.8 | 24.39 |  | 24.39 | 15.59 |  | 15.59
2020-09-14 | SHORT | SHORT | BALP | 8.94 | 94 | 94 |  | 102.94 | 102.94 |  | 9.13 | 94 | 94 |  | 103.13 | 103.13 |  | 8.8 | 94 | 94 |  | 102.8 | 102.8
2020-09-14 01:00 | SHORT | SHORT | BALP | 8.94 | 64.9 | 64.9 |  | 73.84 | 73.84 |  | 9.13 | 64.9 | 64.9 |  | 74.03 | 74.03 |  | 8.8 | 64.9 | 64.9 |  | 73.7 | 73.7
2020-09-14 02:00 | SHORT | SHORT | BALP | 8.94 | 64.9 | 64.9 |  | 73.84 | 73.84 |  | 9.13 | 64.9 | 64.9 |  | 74.03 | 74.03 |  | 8.8 | 64.9 | 64.9 |  | 73.7 | 73.7
2020-09-14 03:00 | SHORT | SHORT | BALP | 8.94 | 94 | 94 |  | 102.94 | 102.94 |  | 9.13 | 94 | 94 |  | 103.13 | 103.13 |  | 8.8 | 94 | 94 |  | 102.8 | 102.8
2020-09-14 04:00 | SHORT | SHORT | BALP | 8.94 | 94 | 94 |  | 102.94 | 102.94 |  | 9.13 | 94 | 94 |  | 103.13 | 103.13 |  | 8.8 | 94 | 94 |  | 102.8 | 102.8
2020-09-14 05:00 | SHORT | SHORT | BALP | 8.94 | 94 | 94 |  | 102.94 | 102.94 |  | 9.13 | 94 | 94 |  | 103.13 | 103.13 |  | 8.8 | 94 | 94 |  | 102.8 | 102.8
2020-09-14 06:00 | LONG | LONG | BALP | 8.94 | 35.21 |  | 35.21 | 26.27 |  | 26.27 | 9.13 | 35.21 |  | 35.21 | 26.08 |  | 26.08 | 8.8 | 35.21 |  | 35.21 | 26.41 |  | 26.41
2020-09-14 07:00 | SHORT | SHORT | BALP | 8.94 | 63.34 | 63.34 |  | 72.28 | 72.28 |  | 9.13 | 63.34 | 63.34 |  | 72.47 | 72.47 |  | 8.8 | 63.34 | 63.34 |  | 72.14 | 72.14
2020-09-14 08:00 | SHORT | SHORT | BALP | 8.94 | 105.01 | 105.01 |  | 113.95 | 113.95 |  | 9.13 | 105.01 | 105.01 |  | 114.14 | 114.14 |  | 8.8 | 105.01 | 105.01 |  | 113.81 | 113.81
2020-09-14 09:00 | SHORT | SHORT | BALP | 8.94 | 111.69 | 111.69 |  | 120.63 | 120.63 |  | 9.13 | 111.69 | 111.69 |  | 120.82 | 120.82 |  | 8.8 | 111.69 | 111.69 |  | 120.49 | 120.49
2020-09-14 10:00 | SHORT | SHORT | BALP | 8.94 | 67.1 | 67.1 |  | 76.04 | 76.04 |  | 9.13 | 67.1 | 67.1 |  | 76.23 | 76.23 |  | 8.8 | 67.1 | 67.1 |  | 75.9 | 75.9
2020-09-14 11:00 | SHORT | SHORT | BALP | 8.94 | 52.18 | 52.18 |  | 61.12 | 61.12 |  | 9.13 | 52.18 | 52.18 |  | 61.31 | 61.31 |  | 8.8 | 52.18 | 52.18 |  | 60.98 | 60.98
2020-09-14 12:00 | SHORT | SHORT | BALP | 8.94 | 48.18 | 48.18 |  | 57.12 | 57.12 |  | 9.13 | 48.18 | 48.18 |  | 57.31 | 57.31 |  | 8.8 | 48.18 | 48.18 |  | 56.98 | 56.98
2020-09-14 13:00 | SHORT | LONG | BALP | 8.94 | 43.7 | 43.7 |  | 52.64 | 52.64 |  | 9.13 | 43.7 | 43.7 |  | 52.83 | 52.83 |  | 8.8 | 44.29 |  | 44.29 | 35.49 |  | 35.49
2020-09-14 14:00 | SHORT | SHORT | VoAA | 8.94 | 43.7 | 43.7 |  | 52.64 | 52.64 |  | 9.13 | 42.7 | 42.7 |  | 51.83 | 51.83 |  | 8.8 | 44.23 | 44.23 |  | 53.03 | 53.03
2020-09-14 15:00 | LONG | LONG | BALP | 8.94 | 26 |  | 26 | 17.06 |  | 17.06 | 9.13 | 26 |  | 26 | 16.87 |  | 16.87 | 8.8 | 26 |  | 26 | 17.2 |  | 17.2
2020-09-14 16:00 | SHORT | SHORT | BALP | 8.94 | 43.7 | 43.7 |  | 52.64 | 52.64 |  | 9.13 | 43.7 | 43.7 |  | 52.83 | 52.83 |  | 8.8 | 43.7 | 43.7 |  | 52.5 | 52.5
2020-09-14 17:00 | SHORT | SHORT | BALP | 8.94 | 95 | 95 |  | 103.94 | 103.94 |  | 9.13 | 95 | 95 |  | 104.13 | 104.13 |  | 8.8 | 95 | 95 |  | 103.8 | 103.8
2020-09-14 18:00 | SHORT | SHORT | BALP | 8.94 | 95 | 95 |  | 103.94 | 103.94 |  | 9.13 | 95 | 95 |  | 104.13 | 104.13 |  | 8.8 | 95 | 95 |  | 103.8 | 103.8
2020-09-14 19:00 | SHORT | SHORT | BALP | 8.94 | 95 | 95 |  | 103.94 | 103.94 |  | 9.13 | 95 | 95 |  | 104.13 | 104.13 |  | 8.8 | 95 | 95 |  | 103.8 | 103.8
2020-09-14 20:00 | SHORT | SHORT | BALP | 8.94 | 78.49 | 78.49 |  | 87.43 | 87.43 |  | 9.13 | 78.49 | 78.49 |  | 87.62 | 87.62 |  | 8.8 | 78.49 | 78.49 |  | 87.29 | 87.29
2020-09-14 21:00 | SHORT | SHORT | VoAA | 8.94 | 46.51 | 46.51 |  | 55.45 | 55.45 |  | 9.13 | 42.06 | 42.06 |  | 51.19 | 51.19 |  | 8.8 | 45.51 | 45.51 |  | 54.31 | 54.31
2020-09-14 22:00 | SHORT | SHORT | BALP | 8.94 | 80 | 80 |  | 88.94 | 88.94 |  | 9.13 | 80 | 80 |  | 89.13 | 89.13 |  | 8.8 | 80 | 80 |  | 88.8 | 88.8
2020-09-14 23:00 | SHORT | SHORT | BALP | 8.94 | 34.7 | 34.7 |  | 43.64 | 43.64 |  | 9.13 | 34.7 | 34.7 |  | 43.83 | 43.83 |  | 8.8 | 34.7 | 34.7 |  | 43.5 | 43.5
2020-09-15 | SHORT | SHORT | BALP | 8.94 | 32.88 | 32.88 |  | 41.82 | 41.82 |  | 9.13 | 32.88 | 32.88 |  | 42.01 | 42.01 |  | 8.8 | 32.88 | 32.88 |  | 41.68 | 41.68
2020-09-15 01:00 | LONG | LONG | BALP | 8.94 | 28.36 |  | 28.36 | 19.42 |  | 19.42 | 9.13 | 28.36 |  | 28.36 | 19.23 |  | 19.23 | 8.8 | 28.36 |  | 28.36 | 19.56 |  | 19.56
2020-09-15 02:00 | SHORT | SHORT | VoAA | 8.94 | 33.3 | 33.3 |  | 42.24 | 42.24 |  | 9.13 | 16.65 | 16.65 |  | 25.78 | 25.78 |  | 8.8 | 27.93 | 27.93 |  | 36.73 | 36.73
2020-09-15 03:00 | LONG | LONG | VoAA | 8.94 | 38.5 |  | 38.5 | 29.56 |  | 29.56 | 9.13 | 35.85 |  | 35.85 | 26.72 |  | 26.72 | 8.8 | 28.3 |  | 28.3 | 19.5 |  | 19.5
2020-09-15 04:00 | SHORT | SHORT | BALP | 8.94 | 40.5 | 40.5 |  | 49.44 | 49.44 |  | 9.13 | 40.5 | 40.5 |  | 49.63 | 49.63 |  | 8.8 | 40.5 | 40.5 |  | 49.3 | 49.3
2020-09-15 05:00 | SHORT | SHORT | BALP | 8.94 | 30.09 | 30.09 |  | 39.03 | 39.03 |  | 9.13 | 30.09 | 30.09 |  | 39.22 | 39.22 |  | 8.8 | 30.09 | 30.09 |  | 38.89 | 38.89
2020-09-15 06:00 | SHORT | SHORT | BALP | 8.94 | 94 | 94 |  | 102.94 | 102.94 |  | 9.13 | 94 | 94 |  | 103.13 | 103.13 |  | 8.8 | 94 | 94 |  | 102.8 | 102.8
2020-09-15 07:00 | SHORT | SHORT | BALP | 8.94 | 95 | 95 |  | 103.94 | 103.94 |  | 9.13 | 95 | 95 |  | 104.13 | 104.13 |  | 8.8 | 95 | 95 |  | 103.8 | 103.8
2020-09-15 08:00 | SHORT | SHORT | BALP | 8.94 | 95 | 95 |  | 103.94 | 103.94 |  | 9.13 | 95 | 95 |  | 104.13 | 104.13 |  | 8.8 | 95 | 95 |  | 103.8 | 103.8
2020-09-15 09:00 | SHORT | SHORT | BALP | 8.94 | 95 | 95 |  | 103.94 | 103.94 |  | 9.13 | 95 | 95 |  | 104.13 | 104.13 |  | 8.8 | 95 | 95 |  | 103.8 | 103.8
2020-09-15 10:00 | SHORT | SHORT | BALP | 8.94 | 88.49 | 88.49 |  | 97.43 | 97.43 |  | 9.13 | 88.49 | 88.49 |  | 97.62 | 97.62 |  | 8.8 | 88.49 | 88.49 |  | 97.29 | 97.29
2020-09-15 11:00 | SHORT | SHORT | BALP | 8.94 | 95 | 95 |  | 103.94 | 103.94 |  | 9.13 | 95 | 95 |  | 104.13 | 104.13 |  | 8.8 | 95 | 95 |  | 103.8 | 103.8
2020-09-15 12:00 | LONG | LONG | BALP | 8.94 | 35 |  | 35 | 26.06 |  | 26.06 | 9.13 | 35 |  | 35 | 25.87 |  | 25.87 | 8.8 | 35 |  | 35 | 26.2 |  | 26.2
2020-09-15 13:00 | SHORT | SHORT | VoAA | 8.94 | 68.87 | 68.87 |  | 77.81 | 77.81 |  | 9.13 | 63.09 | 63.09 |  | 72.22 | 72.22 |  | 8.8 | 72.61 | 72.61 |  | 81.41 | 81.41
2020-09-15 14:00 | SHORT | SHORT | BALP | 8.94 | 64.01 | 64.01 |  | 72.95 | 72.95 |  | 9.13 | 64.01 | 64.01 |  | 73.14 | 73.14 |  | 8.8 | 64.01 | 64.01 |  | 72.81 | 72.81
2020-09-15 15:00 | LONG | LONG | BALP | 8.94 | 57.3 |  | 57.3 | 48.36 |  | 48.36 | 9.13 | 57.3 |  | 57.3 | 48.17 |  | 48.17 | 8.8 | 57.3 |  | 57.3 | 48.5 |  | 48.5
2020-09-15 16:00 | LONG | LONG | VoAA | 8.94 | 57.3 |  | 57.3 | 48.36 |  | 48.36 | 9.13 | 58.3 |  | 58.3 | 49.17 |  | 49.17 | 8.8 | 61.37 |  | 61.37 | 52.57 |  | 52.57
2020-09-15 17:00 | LONG | LONG | BALP | 8.94 | 70.01 |  | 70.01 | 61.07 |  | 61.07 | 9.13 | 70.01 |  | 70.01 | 60.88 |  | 60.88 | 8.8 | 70.01 |  | 70.01 | 61.21 |  | 61.21
2020-09-15 18:00 | LONG | LONG | VoAA | 8.94 | 57.3 |  | 57.3 | 48.36 |  | 48.36 | 9.13 | 96.45 |  | 96.45 | 87.32 |  | 87.32 | 8.8 | 82.71 |  | 82.71 | 73.91 |  | 73.91
2020-09-15 19:00 | SHORT | SHORT | VoAA | 8.94 | 194.25 | 194.25 |  | 203.19 | 203.19 |  | 9.13 | 125.78 | 125.78 |  | 134.91 | 134.91 |  | 8.8 | 130.59 | 130.59 |  | 139.39 | 139.39
2020-09-15 20:00 | SHORT | SHORT | BALP | 8.94 | 340.65 | 340.65 |  | 349.59 | 349.59 |  | 9.13 | 340.65 | 340.65 |  | 349.78 | 349.78 |  | 8.8 | 340.65 | 340.65 |  | 349.45 | 349.45
2020-09-15 21:00 | SHORT | SHORT | BALP | 8.94 | 95 | 95 |  | 103.94 | 103.94 |  | 9.13 | 95 | 95 |  | 104.13 | 104.13 |  | 8.8 | 95 | 95 |  | 103.8 | 103.8
2020-09-15 22:00 | SHORT | SHORT | BALP | 8.94 | 70.8 | 70.8 |  | 79.74 | 79.74 |  | 9.13 | 70.8 | 70.8 |  | 79.93 | 79.93 |  | 8.8 | 70.8 | 70.8 |  | 79.6 | 79.6
2020-09-15 23:00 | LONG | LONG | BALP | 8.94 | 35 |  | 35 | 26.06 |  | 26.06 | 9.13 | 35 |  | 35 | 25.87 |  | 25.87 | 8.8 | 35 |  | 35 | 26.2 |  | 26.2
2020-09-16 | LONG | LONG | BALP | 8.94 | 10 |  | 10 | 1.06 |  | 1.06 | 9.13 | 10 |  | 10 | 0.87 |  | 0.87 | 8.8 | 10 |  | 10 | 1.2 |  | 1.2
2020-09-16 01:00 | SHORT | SHORT | BALP | 8.94 | 40.95 | 40.95 |  | 49.89 | 49.89 |  | 9.13 | 40.95 | 40.95 |  | 50.08 | 50.08 |  | 8.8 | 40.95 | 40.95 |  | 49.75 | 49.75
2020-09-16 02:00 | LONG | LONG | BALP | 8.94 | 10.3 |  | 10.3 | 1.36 |  | 1.36 | 9.13 | 10.3 |  | 10.3 | 1.17 |  | 1.17 | 8.8 | 10.3 |  | 10.3 | 1.5 |  | 1.5
2020-09-16 03:00 | LONG | LONG | BALP | 8.94 | 11.46 |  | 11.46 | 2.52 |  | 2.52 | 9.13 | 11.46 |  | 11.46 | 2.33 |  | 2.33 | 8.8 | 11.46 |  | 11.46 | 2.66 |  | 2.66
2020-09-16 04:00 | LONG | LONG | BALP | 8.94 | 11.46 |  | 11.46 | 2.52 |  | 2.52 | 9.13 | 11.46 |  | 11.46 | 2.33 |  | 2.33 | 8.8 | 11.46 |  | 11.46 | 2.66 |  | 2.66
2020-09-16 05:00 | LONG | LONG | BALP | 8.94 | 12 |  | 12 | 3.06 |  | 3.06 | 9.13 | 12 |  | 12 | 2.87 |  | 2.87 | 8.8 | 12 |  | 12 | 3.2 |  | 3.2
2020-09-16 06:00 | LONG | LONG | BALP | 8.94 | 31 |  | 31 | 22.06 |  | 22.06 | 9.13 | 31 |  | 31 | 21.87 |  | 21.87 | 8.8 | 31 |  | 31 | 22.2 |  | 22.2
2020-09-16 07:00 | LONG | LONG | BALP | 8.94 | 35 |  | 35 | 26.06 |  | 26.06 | 9.13 | 35 |  | 35 | 25.87 |  | 25.87 | 8.8 | 35 |  | 35 | 26.2 |  | 26.2
2020-09-16 08:00 | LONG | LONG | BALP | 8.94 | 18 |  | 18 | 9.06 |  | 9.06 | 9.13 | 18 |  | 18 | 8.87 |  | 8.87 | 8.8 | 18 |  | 18 | 9.2 |  | 9.2
2020-09-16 09:00 | LONG | SHORT | BALP | 8.94 | 20 |  | 20 | 11.06 |  | 11.06 | 9.13 | 20 |  | 20 | 10.87 |  | 10.87 | 8.8 | 86.53 | 86.53 |  | 95.33 | 95.33
2020-09-16 10:00 | SHORT | SHORT | BALP | 8.94 | 95 | 95 |  | 103.94 | 103.94 |  | 9.13 | 95 | 95 |  | 104.13 | 104.13 |  | 8.8 | 95 | 95 |  | 103.8 | 103.8
2020-09-16 11:00 | SHORT | LONG | BALP | 8.94 | 80 | 80 |  | 88.94 | 88.94 |  | 9.13 | 80 | 80 |  | 89.13 | 89.13 |  | 8.8 | 63.32 |  | 63.32 | 54.52 |  | 54.52
2020-09-16 12:00 | SHORT | SHORT | BALP | 8.94 | 80 | 80 |  | 88.94 | 88.94 |  | 9.13 | 80 | 80 |  | 89.13 | 89.13 |  | 8.8 | 80 | 80 |  | 88.8 | 88.8
2020-09-16 13:00 | SHORT | SHORT | BALP | 8.94 | 56.7 | 56.7 |  | 65.64 | 65.64 |  | 9.13 | 56.7 | 56.7 |  | 65.83 | 65.83 |  | 8.8 | 56.7 | 56.7 |  | 65.5 | 65.5
2020-09-16 14:00 | SHORT | LONG | BALP | 8.94 | 58 | 58 |  | 66.94 | 66.94 |  | 9.13 | 58 | 58 |  | 67.13 | 67.13 |  | 8.8 | 52.67 |  | 52.67 | 43.87 |  | 43.87
2020-09-16 15:00 | LONG | LONG | BALP | 8.94 | 12 |  | 12 | 3.06 |  | 3.06 | 9.13 | 12 |  | 12 | 2.87 |  | 2.87 | 8.8 | 12 |  | 12 | 3.2 |  | 3.2
2020-09-16 16:00 | SHORT | SHORT | BALP | 8.94 | 49.27 | 49.27 |  | 58.21 | 58.21 |  | 9.13 | 49.27 | 49.27 |  | 58.4 | 58.4 |  | 8.8 | 49.27 | 49.27 |  | 58.07 | 58.07
2020-09-16 17:00 | SHORT | SHORT | BALP | 8.94 | 58 | 58 |  | 66.94 | 66.94 |  | 9.13 | 58 | 58 |  | 67.13 | 67.13 |  | 8.8 | 58 | 58 |  | 66.8 | 66.8
2020-09-16 18:00 | SHORT | SHORT | BALP | 8.94 | 58 | 58 |  | 66.94 | 66.94 |  | 9.13 | 58 | 58 |  | 67.13 | 67.13 |  | 8.8 | 58 | 58 |  | 66.8 | 66.8
2020-09-16 19:00 | SHORT | SHORT | VoAA | 8.94 | 45 | 45 |  | 53.94 | 53.94 |  | 9.13 | 44 | 44 |  | 53.13 | 53.13 |  | 8.8 | 54.6 | 54.6 |  | 63.4 | 63.4
2020-09-16 20:00 | SHORT | SHORT | BALP | 8.94 | 95 | 95 |  | 103.94 | 103.94 |  | 9.13 | 95 | 95 |  | 104.13 | 104.13 |  | 8.8 | 95 | 95 |  | 103.8 | 103.8
2020-09-16 21:00 | LONG | LONG | BALP | 8.94 | 7.5 |  | 7.5 | -1.44 |  | -1.44 | 9.13 | 7.5 |  | 7.5 | -1.63 |  | -1.63 | 8.8 | 7.5 |  | 7.5 | -1.3 |  | -1.3
2020-09-16 22:00 | SHORT | SHORT | VoAA | 8.94 | 27.08 | 27.08 |  | 36.02 | 36.02 |  | 9.13 | 32.64 | 32.64 |  | 41.77 | 41.77 |  | 8.8 | 27.66 | 27.66 |  | 36.46 | 36.46
2020-09-16 23:00 | LONG | LONG | BALP | 8.94 | 29.3 |  | 29.3 | 20.36 |  | 20.36 | 9.13 | 29.3 |  | 29.3 | 20.17 |  | 20.17 | 8.8 | 29.3 |  | 29.3 | 20.5 |  | 20.5
2020-09-17 | SHORT | SHORT | BALP | 8.94 | 60 | 60 |  | 68.94 | 68.94 |  | 9.13 | 60 | 60 |  | 69.13 | 69.13 |  | 8.8 | 60 | 60 |  | 68.8 | 68.8
2020-09-17 01:00 | LONG | LONG | VoAA | 8.94 | 0 |  | 0 | -8.94 |  | -8.94 | 9.13 | 22.5 |  | 22.5 | 13.37 |  | 13.37 | 8.8 | 9.41 |  | 9.41 | 0.61 |  | 0.61
2020-09-17 02:00 | SHORT | SHORT | BALP | 8.94 | 50 | 50 |  | 58.94 | 58.94 |  | 9.13 | 50 | 50 |  | 59.13 | 59.13 |  | 8.8 | 50 | 50 |  | 58.8 | 58.8
2020-09-17 03:00 | SHORT | SHORT | BALP | 8.94 | 9.47 | 9.47 |  | 18.41 | 18.41 |  | 9.13 | 9.47 | 9.47 |  | 18.6 | 18.6 |  | 8.8 | 9.47 | 9.47 |  | 18.27 | 18.27
2020-09-17 04:00 | SHORT | SHORT | VoAA | 8.94 | 25.25 | 25.25 |  | 34.19 | 34.19 |  | 9.13 | 36.93 | 36.93 |  | 46.06 | 46.06 |  | 8.8 | 9.74 | 9.74 |  | 18.54 | 18.54
2020-09-17 05:00 | SHORT | SHORT | VoAA | 8.94 | 32.8 | 32.8 |  | 41.74 | 41.74 |  | 9.13 | 40.7 | 40.7 |  | 49.83 | 49.83 |  | 8.8 | 20.25 | 20.25 |  | 29.05 | 29.05
2020-09-17 06:00 | SHORT | SHORT | BALP | 8.94 | 45 | 45 |  | 53.94 | 53.94 |  | 9.13 | 45 | 45 |  | 54.13 | 54.13 |  | 8.8 | 45 | 45 |  | 53.8 | 53.8
2020-09-17 07:00 | SHORT | SHORT | BALP | 8.94 | 95 | 95 |  | 103.94 | 103.94 |  | 9.13 | 95 | 95 |  | 104.13 | 104.13 |  | 8.8 | 95 | 95 |  | 103.8 | 103.8
2020-09-17 08:00 | SHORT | SHORT | BALP | 8.94 | 95 | 95 |  | 103.94 | 103.94 |  | 9.13 | 95 | 95 |  | 104.13 | 104.13 |  | 8.8 | 95 | 95 |  | 103.8 | 103.8
2020-09-17 09:00 | SHORT | SHORT | BALP | 8.94 | 95 | 95 |  | 103.94 | 103.94 |  | 9.13 | 95 | 95 |  | 104.13 | 104.13 |  | 8.8 | 95 | 95 |  | 103.8 | 103.8
2020-09-17 10:00 | SHORT | SHORT | BALP | 8.94 | 95 | 95 |  | 103.94 | 103.94 |  | 9.13 | 95 | 95 |  | 104.13 | 104.13 |  | 8.8 | 95 | 95 |  | 103.8 | 103.8
2020-09-17 11:00 | SHORT | SHORT | BALP | 8.94 | 55 | 55 |  | 63.94 | 63.94 |  | 9.13 | 55 | 55 |  | 64.13 | 64.13 |  | 8.8 | 55 | 55 |  | 63.8 | 63.8
2020-09-17 12:00 | SHORT | LONG | BALP | 8.94 | 52.9 | 52.9 |  | 61.84 | 61.84 |  | 9.13 | 52.9 | 52.9 |  | 62.03 | 62.03 |  | 8.8 | 44.08 |  | 44.08 | 35.28 |  | 35.28
2020-09-17 13:00 | LONG | LONG | BALP | 8.94 | 22.5 |  | 22.5 | 13.56 |  | 13.56 | 9.13 | 22.5 |  | 22.5 | 13.37 |  | 13.37 | 8.8 | 22.5 |  | 22.5 | 13.7 |  | 13.7
2020-09-17 14:00 | SHORT | SHORT | BALP | 8.94 | 47.5 | 47.5 |  | 56.44 | 56.44 |  | 9.13 | 47.5 | 47.5 |  | 56.63 | 56.63 |  | 8.8 | 47.5 | 47.5 |  | 56.3 | 56.3
2020-09-17 15:00 | LONG | LONG | BALP | 8.94 | 23.5 |  | 23.5 | 14.56 |  | 14.56 | 9.13 | 23.5 |  | 23.5 | 14.37 |  | 14.37 | 8.8 | 23.5 |  | 23.5 | 14.7 |  | 14.7
2020-09-17 16:00 | SHORT | LONG | BALP | 8.94 | 41 | 41 |  | 49.94 | 49.94 |  | 9.13 | 41 | 41 |  | 50.13 | 50.13 |  | 8.8 | 40 |  | 40 | 31.2 |  | 31.2
2020-09-17 17:00 | LONG | LONG | VoAA | 8.94 | 45.5 |  | 45.5 | 36.56 |  | 36.56 | 9.13 | 46.5 |  | 46.5 | 37.37 |  | 37.37 | 8.8 | 47.74 |  | 47.74 | 38.94 |  | 38.94
2020-09-17 18:00 | LONG | LONG | VoAA | 8.94 | 44.6 |  | 44.6 | 35.66 |  | 35.66 | 9.13 | 45.6 |  | 45.6 | 36.47 |  | 36.47 | 8.8 | 56.43 |  | 56.43 | 47.63 |  | 47.63
2020-09-17 19:00 | LONG | LONG | VoAA | 8.94 | 43.2 |  | 43.2 | 34.26 |  | 34.26 | 9.13 | 44.2 |  | 44.2 | 35.07 |  | 35.07 | 8.8 | 64.9 |  | 64.9 | 56.1 |  | 56.1
2020-09-17 20:00 | LONG | LONG | BALP | 8.94 | 16 |  | 16 | 7.06 |  | 7.06 | 9.13 | 16 |  | 16 | 6.87 |  | 6.87 | 8.8 | 16 |  | 16 | 7.2 |  | 7.2
2020-09-17 21:00 | LONG | LONG | VoAA | 8.94 | 43.2 |  | 43.2 | 34.26 |  | 34.26 | 9.13 | 44.2 |  | 44.2 | 35.07 |  | 35.07 | 8.8 | 61.49 |  | 61.49 | 52.69 |  | 52.69
2020-09-17 22:00 | SHORT | SHORT | BALP | 8.94 | 50 | 50 |  | 58.94 | 58.94 |  | 9.13 | 50 | 50 |  | 59.13 | 59.13 |  | 8.8 | 50 | 50 |  | 58.8 | 58.8
2020-09-17 23:00 | SHORT | SHORT | VoAA | 8.94 | 39.5 | 39.5 |  | 48.44 | 48.44 |  | 9.13 | 38.5 | 38.5 |  | 47.63 | 47.63 |  | 8.8 | 41.66 | 41.66 |  | 50.46 | 50.46
2020-09-18 | LONG | LONG | BALP | 8.94 | 5 |  | 5 | -3.94 |  | -3.94 | 9.13 | 5 |  | 5 | -4.13 |  | -4.13 | 8.8 | 5 |  | 5 | -3.8 |  | -3.8
2020-09-18 01:00 | SHORT | SHORT | VoAA | 8.94 | 30.71 | 30.71 |  | 39.65 | 39.65 |  | 9.13 | 34.11 | 34.11 |  | 43.24 | 43.24 |  | 8.8 | 27.07 | 27.07 |  | 35.87 | 35.87
2020-09-18 02:00 | SHORT | SHORT | BALP | 8.94 | 45 | 45 |  | 53.94 | 53.94 |  | 9.13 | 45 | 45 |  | 54.13 | 54.13 |  | 8.8 | 45 | 45 |  | 53.8 | 53.8
2020-09-18 03:00 | SHORT | SHORT | BALP | 8.94 | 23.68 | 23.68 |  | 32.62 | 32.62 |  | 9.13 | 23.68 | 23.68 |  | 32.81 | 32.81 |  | 8.8 | 23.68 | 23.68 |  | 32.48 | 32.48
2020-09-18 04:00 | LONG | LONG | VoAA | 8.94 | 37.5 |  | 37.5 | 28.56 |  | 28.56 | 9.13 | 32.53 |  | 32.53 | 23.4 |  | 23.4 | 8.8 | 21.19 |  | 21.19 | 12.39 |  | 12.39
2020-09-18 05:00 | LONG | LONG | BALP | 8.94 | 21 |  | 21 | 12.06 |  | 12.06 | 9.13 | 21 |  | 21 | 11.87 |  | 11.87 | 8.8 | 21 |  | 21 | 12.2 |  | 12.2
2020-09-18 06:00 | LONG | LONG | BALP | 8.94 | 32.92 |  | 32.92 | 23.98 |  | 23.98 | 9.13 | 32.92 |  | 32.92 | 23.79 |  | 23.79 | 8.8 | 32.92 |  | 32.92 | 24.12 |  | 24.12
2020-09-18 07:00 | LONG | LONG | BALP | 8.94 | 44.36 |  | 44.36 | 35.42 |  | 35.42 | 9.13 | 44.36 |  | 44.36 | 35.23 |  | 35.23 | 8.8 | 44.36 |  | 44.36 | 35.56 |  | 35.56
2020-09-18 08:00 | SHORT | SHORT | VoAA | 8.94 | 54.02 | 54.02 |  | 62.96 | 62.96 |  | 9.13 | 45.41 | 45.41 |  | 54.54 | 54.54 |  | 8.8 | 53.02 | 53.02 |  | 61.82 | 61.82
2020-09-18 09:00 | SHORT | SHORT | BALP | 8.94 | 95 | 95 |  | 103.94 | 103.94 |  | 9.13 | 95 | 95 |  | 104.13 | 104.13 |  | 8.8 | 95 | 95 |  | 103.8 | 103.8
2020-09-18 10:00 | SHORT | SHORT | BALP | 8.94 | 53.79 | 53.79 |  | 62.73 | 62.73 |  | 9.13 | 53.79 | 53.79 |  | 62.92 | 62.92 |  | 8.8 | 53.79 | 53.79 |  | 62.59 | 62.59
2020-09-18 11:00 | LONG | LONG | BALP | 8.94 | 32.8 |  | 32.8 | 23.86 |  | 23.86 | 9.13 | 32.8 |  | 32.8 | 23.67 |  | 23.67 | 8.8 | 32.8 |  | 32.8 | 24 |  | 24
2020-09-18 12:00 | LONG | LONG | BALP | 8.94 | 10 |  | 10 | 1.06 |  | 1.06 | 9.13 | 10 |  | 10 | 0.87 |  | 0.87 | 8.8 | 10 |  | 10 | 1.2 |  | 1.2
2020-09-18 13:00 | LONG | LONG | BALP | 8.94 | 10 |  | 10 | 1.06 |  | 1.06 | 9.13 | 10 |  | 10 | 0.87 |  | 0.87 | 8.8 | 10 |  | 10 | 1.2 |  | 1.2
2020-09-18 14:00 | LONG | LONG | BALP | 8.94 | 20 |  | 20 | 11.06 |  | 11.06 | 9.13 | 20 |  | 20 | 10.87 |  | 10.87 | 8.8 | 20 |  | 20 | 11.2 |  | 11.2
2020-09-18 15:00 | LONG | LONG | BALP | 8.94 | 22 |  | 22 | 13.06 |  | 13.06 | 9.13 | 22 |  | 22 | 12.87 |  | 12.87 | 8.8 | 22 |  | 22 | 13.2 |  | 13.2
2020-09-18 16:00 | LONG | LONG | BALP | 8.94 | 5 |  | 5 | -3.94 |  | -3.94 | 9.13 | 5 |  | 5 | -4.13 |  | -4.13 | 8.8 | 5 |  | 5 | -3.8 |  | -3.8
2020-09-18 17:00 | LONG | SHORT | BALP | 8.94 | 6.5 |  | 6.5 | -2.44 |  | -2.44 | 9.13 | 6.5 |  | 6.5 | -2.63 |  | -2.63 | 8.8 | 33.25 | 33.25 |  | 42.05 | 42.05
2020-09-18 18:00 | SHORT | SHORT | BALP | 8.94 | 50 | 50 |  | 58.94 | 58.94 |  | 9.13 | 50 | 50 |  | 59.13 | 59.13 |  | 8.8 | 50 | 50 |  | 58.8 | 58.8
2020-09-18 19:00 | SHORT | SHORT | VoAA | 8.94 | 38.8 | 38.8 |  | 47.74 | 47.74 |  | 9.13 | 37.8 | 37.8 |  | 46.93 | 46.93 |  | 8.8 | 51.8 | 51.8 |  | 60.6 | 60.6
2020-09-18 20:00 | SHORT | LONG | BALP | 8.94 | 94 | 94 |  | 102.94 | 102.94 |  | 9.13 | 94 | 94 |  | 103.13 | 103.13 |  | 8.8 | 54.87 |  | 54.87 | 46.07 |  | 46.07
2020-09-18 21:00 | LONG | LONG | BALP | 8.94 | 1 |  | 1 | -7.94 |  | -7.94 | 9.13 | 1 |  | 1 | -8.13 |  | -8.13 | 8.8 | 1 |  | 1 | -7.8 |  | -7.8
2020-09-18 22:00 | LONG | LONG | BALP | 8.94 | 3.8 |  | 3.8 | -5.14 |  | -5.14 | 9.13 | 3.8 |  | 3.8 | -5.33 |  | -5.33 | 8.8 | 3.8 |  | 3.8 | -5 |  | -5
2020-09-18 23:00 | LONG | LONG | BALP | 8.94 | 4.5 |  | 4.5 | -4.44 |  | -4.44 | 9.13 | 4.5 |  | 4.5 | -4.63 |  | -4.63 | 8.8 | 4.5 |  | 4.5 | -4.3 |  | -4.3
2020-09-19 | LONG | LONG | BALP | 8.94 | 9 |  | 9 | 0.06 |  | 0.06 | 9.13 | 9 |  | 9 | -0.13 |  | -0.13 | 8.8 | 9 |  | 9 | 0.2 |  | 0.2
2020-09-19 01:00 | LONG | LONG | VoAA | 8.94 | 42 |  | 42 | 33.06 |  | 33.06 | 9.13 | 35.02 |  | 35.02 | 25.89 |  | 25.89 | 8.8 | 25.03 |  | 25.03 | 16.23 |  | 16.23
2020-09-19 02:00 | SHORT | SHORT | VoAA | 8.94 | 21.97 | 21.97 |  | 30.91 | 30.91 |  | 9.13 | 31.99 | 31.99 |  | 41.12 | 41.12 |  | 8.8 | 23.04 | 23.04 |  | 31.84 | 31.84
2020-09-19 03:00 | LONG | LONG | VoAA | 8.94 | 42 |  | 42 | 33.06 |  | 33.06 | 9.13 | 32.56 |  | 32.56 | 23.43 |  | 23.43 | 8.8 | 16.97 |  | 16.97 | 8.17 |  | 8.17
2020-09-19 04:00 | LONG | LONG | VoAA | 8.94 | 42 |  | 42 | 33.06 |  | 33.06 | 9.13 | 33.36 |  | 33.36 | 24.23 |  | 24.23 | 8.8 | 18.11 |  | 18.11 | 9.31 |  | 9.31
2020-09-19 05:00 | LONG | LONG | VoAA | 8.94 | 42 |  | 42 | 33.06 |  | 33.06 | 9.13 | 35.53 |  | 35.53 | 26.4 |  | 26.4 | 8.8 | 19.72 |  | 19.72 | 10.92 |  | 10.92
2020-09-19 06:00 | SHORT | SHORT | BALP | 8.94 | 57 | 57 |  | 65.94 | 65.94 |  | 9.13 | 57 | 57 |  | 66.13 | 66.13 |  | 8.8 | 57 | 57 |  | 65.8 | 65.8
2020-09-19 07:00 | LONG | LONG | VoAA | 8.94 | 42 |  | 42 | 33.06 |  | 33.06 | 9.13 | 43 |  | 43 | 33.87 |  | 33.87 | 8.8 | 25 |  | 25 | 16.2 |  | 16.2
2020-09-19 08:00 | SHORT | SHORT | BALP | 8.94 | 37.02 | 37.02 |  | 45.96 | 45.96 |  | 9.13 | 37.02 | 37.02 |  | 46.15 | 46.15 |  | 8.8 | 37.02 | 37.02 |  | 45.82 | 45.82
2020-09-19 09:00 | SHORT | SHORT | BALP | 8.94 | 50 | 50 |  | 58.94 | 58.94 |  | 9.13 | 50 | 50 |  | 59.13 | 59.13 |  | 8.8 | 50 | 50 |  | 58.8 | 58.8
2020-09-19 10:00 | SHORT | LONG | BALP | 8.94 | 58.56 | 58.56 |  | 67.5 | 67.5 |  | 9.13 | 58.56 | 58.56 |  | 67.69 | 67.69 |  | 8.8 | 54.73 |  | 54.73 | 45.93 |  | 45.93
2020-09-19 11:00 | LONG | LONG | BALP | 8.94 | 33.09 |  | 33.09 | 24.15 |  | 24.15 | 9.13 | 33.09 |  | 33.09 | 23.96 |  | 23.96 | 8.8 | 33.09 |  | 33.09 | 24.29 |  | 24.29
2020-09-19 12:00 | LONG | LONG | BALP | 8.94 | 1 |  | 1 | -7.94 |  | -7.94 | 9.13 | 1 |  | 1 | -8.13 |  | -8.13 | 8.8 | 1 |  | 1 | -7.8 |  | -7.8
2020-09-19 13:00 | LONG | LONG | BALP | 8.94 | 1 |  | 1 | -7.94 |  | -7.94 | 9.13 | 1 |  | 1 | -8.13 |  | -8.13 | 8.8 | 1 |  | 1 | -7.8 |  | -7.8
2020-09-19 14:00 | LONG | LONG | BALP | 8.94 | 20.29 |  | 20.29 | 11.35 |  | 11.35 | 9.13 | 20.29 |  | 20.29 | 11.16 |  | 11.16 | 8.8 | 20.29 |  | 20.29 | 11.49 |  | 11.49
2020-09-19 15:00 | LONG | LONG | BALP | 8.94 | 17.17 |  | 17.17 | 8.23 |  | 8.23 | 9.13 | 17.17 |  | 17.17 | 8.04 |  | 8.04 | 8.8 | 17.17 |  | 17.17 | 8.37 |  | 8.37
2020-09-19 16:00 | LONG | LONG | BALP | 8.94 | 17.03 |  | 17.03 | 8.09 |  | 8.09 | 9.13 | 17.03 |  | 17.03 | 7.9 |  | 7.9 | 8.8 | 17.03 |  | 17.03 | 8.23 |  | 8.23
2020-09-19 17:00 | LONG | LONG | BALP | 8.94 | 24 |  | 24 | 15.06 |  | 15.06 | 9.13 | 24 |  | 24 | 14.87 |  | 14.87 | 8.8 | 24 |  | 24 | 15.2 |  | 15.2
2020-09-19 18:00 | LONG | LONG | BALP | 8.94 | 38 |  | 38 | 29.06 |  | 29.06 | 9.13 | 38 |  | 38 | 28.87 |  | 28.87 | 8.8 | 38 |  | 38 | 29.2 |  | 29.2
2020-09-19 19:00 | SHORT | SHORT | BALP | 8.94 | 52 | 52 |  | 60.94 | 60.94 |  | 9.13 | 52 | 52 |  | 61.13 | 61.13 |  | 8.8 | 52 | 52 |  | 60.8 | 60.8
2020-09-19 20:00 | SHORT | SHORT | BALP | 8.94 | 56.05 | 56.05 |  | 64.99 | 64.99 |  | 9.13 | 56.05 | 56.05 |  | 65.18 | 65.18 |  | 8.8 | 56.05 | 56.05 |  | 64.85 | 64.85
2020-09-19 21:00 | SHORT | LONG | BALP | 8.94 | 44 | 44 |  | 52.94 | 52.94 |  | 9.13 | 44 | 44 |  | 53.13 | 53.13 |  | 8.8 | 51.05 |  | 51.05 | 42.25 |  | 42.25
2020-09-19 22:00 | LONG | SHORT | BALP | 8.94 | 29.35 |  | 29.35 | 20.41 |  | 20.41 | 9.13 | 29.35 |  | 29.35 | 20.22 |  | 20.22 | 8.8 | 44.41 | 44.41 |  | 53.21 | 53.21
2020-09-19 23:00 | LONG | LONG | BALP | 8.94 | 28 |  | 28 | 19.06 |  | 19.06 | 9.13 | 28 |  | 28 | 18.87 |  | 18.87 | 8.8 | 28 |  | 28 | 19.2 |  | 19.2
2020-09-20 | LONG | LONG | BALP | 8.94 | 1 |  | 1 | -7.94 |  | -7.94 | 9.13 | 1 |  | 1 | -8.13 |  | -8.13 | 8.8 | 1 |  | 1 | -7.8 |  | -7.8
2020-09-20 01:00 | LONG | LONG | BALP | 8.94 | 25.41 |  | 25.41 | 16.47 |  | 16.47 | 9.13 | 25.41 |  | 25.41 | 16.28 |  | 16.28 | 8.8 | 25.41 |  | 25.41 | 16.61 |  | 16.61
2020-09-20 02:00 | LONG | LONG | BALP | 8.94 | 24.58 |  | 24.58 | 15.64 |  | 15.64 | 9.13 | 24.58 |  | 24.58 | 15.45 |  | 15.45 | 8.8 | 24.58 |  | 24.58 | 15.78 |  | 15.78
2020-09-20 03:00 | LONG | LONG | BALP | 8.94 | 23.93 |  | 23.93 | 14.99 |  | 14.99 | 9.13 | 23.93 |  | 23.93 | 14.8 |  | 14.8 | 8.8 | 23.93 |  | 23.93 | 15.13 |  | 15.13
2020-09-20 04:00 | LONG | LONG | BALP | 8.94 | 22.96 |  | 22.96 | 14.02 |  | 14.02 | 9.13 | 22.96 |  | 22.96 | 13.83 |  | 13.83 | 8.8 | 22.96 |  | 22.96 | 14.16 |  | 14.16
2020-09-20 05:00 | LONG | SHORT | BALP | 8.94 | 21.73 |  | 21.73 | 12.79 |  | 12.79 | 9.13 | 21.73 |  | 21.73 | 12.6 |  | 12.6 | 8.8 | 21.73 | 21.73 |  | 30.53 | 30.53
2020-09-20 06:00 | SHORT | SHORT | BALP | 8.94 | 95 | 95 |  | 103.94 | 103.94 |  | 9.13 | 95 | 95 |  | 104.13 | 104.13 |  | 8.8 | 95 | 95 |  | 103.8 | 103.8
2020-09-20 07:00 | LONG | LONG | VoAA | 8.94 | 42 |  | 42 | 33.06 |  | 33.06 | 9.13 | 46 |  | 46 | 36.87 |  | 36.87 | 8.8 | 20.38 |  | 20.38 | 11.58 |  | 11.58
2020-09-20 08:00 | LONG | LONG | VoAA | 8.94 | 42 |  | 42 | 33.06 |  | 33.06 | 9.13 | 35.25 |  | 35.25 | 26.12 |  | 26.12 | 8.8 | 21.62 |  | 21.62 | 12.82 |  | 12.82
2020-09-20 09:00 | LONG | LONG | VoAA | 8.94 | 42 |  | 42 | 33.06 |  | 33.06 | 9.13 | 41.54 |  | 41.54 | 32.41 |  | 32.41 | 8.8 | 23.49 |  | 23.49 | 14.69 |  | 14.69
2020-09-20 10:00 | LONG | LONG | BALP | 8.94 | 1 |  | 1 | -7.94 |  | -7.94 | 9.13 | 1 |  | 1 | -8.13 |  | -8.13 | 8.8 | 1 |  | 1 | -7.8 |  | -7.8
2020-09-20 11:00 | LONG | LONG | BALP | 8.94 | 1 |  | 1 | -7.94 |  | -7.94 | 9.13 | 1 |  | 1 | -8.13 |  | -8.13 | 8.8 | 1 |  | 1 | -7.8 |  | -7.8
2020-09-20 12:00 | LONG | LONG | BALP | 8.94 | 23 |  | 23 | 14.06 |  | 14.06 | 9.13 | 23 |  | 23 | 13.87 |  | 13.87 | 8.8 | 23 |  | 23 | 14.2 |  | 14.2
2020-09-20 13:00 | LONG | LONG | BALP | 8.94 | 23 |  | 23 | 14.06 |  | 14.06 | 9.13 | 23 |  | 23 | 13.87 |  | 13.87 | 8.8 | 23 |  | 23 | 14.2 |  | 14.2
2020-09-20 14:00 | LONG | LONG | BALP | 8.94 | 9 |  | 9 | 0.06 |  | 0.06 | 9.13 | 9 |  | 9 | -0.13 |  | -0.13 | 8.8 | 9 |  | 9 | 0.2 |  | 0.2
2020-09-20 15:00 | LONG | LONG | BALP | 8.94 | 1 |  | 1 | -7.94 |  | -7.94 | 9.13 | 1 |  | 1 | -8.13 |  | -8.13 | 8.8 | 1 |  | 1 | -7.8 |  | -7.8
2020-09-20 16:00 | LONG | LONG | BALP | 8.94 | 22.77 |  | 22.77 | 13.83 |  | 13.83 | 9.13 | 22.77 |  | 22.77 | 13.64 |  | 13.64 | 8.8 | 22.77 |  | 22.77 | 13.97 |  | 13.97
2020-09-20 17:00 | LONG | LONG | BALP | 8.94 | 23 |  | 23 | 14.06 |  | 14.06 | 9.13 | 23 |  | 23 | 13.87 |  | 13.87 | 8.8 | 23 |  | 23 | 14.2 |  | 14.2
2020-09-20 18:00 | SHORT | SHORT | VoAA | 8.94 | 44 | 44 |  | 52.94 | 52.94 |  | 9.13 | 43 | 43 |  | 52.13 | 52.13 |  | 8.8 | 36.09 | 36.09 |  | 44.89 | 44.89
2020-09-20 19:00 | SHORT | SHORT | BALP | 8.94 | 95 | 95 |  | 103.94 | 103.94 |  | 9.13 | 95 | 95 |  | 104.13 | 104.13 |  | 8.8 | 95 | 95 |  | 103.8 | 103.8
2020-09-20 20:00 | SHORT | SHORT | BALP | 8.94 | 64.3 | 64.3 |  | 73.24 | 73.24 |  | 9.13 | 64.3 | 64.3 |  | 73.43 | 73.43 |  | 8.8 | 64.3 | 64.3 |  | 73.1 | 73.1
2020-09-20 21:00 | SHORT | SHORT | BALP | 8.94 | 94 | 94 |  | 102.94 | 102.94 |  | 9.13 | 94 | 94 |  | 103.13 | 103.13 |  | 8.8 | 94 | 94 |  | 102.8 | 102.8
2020-09-20 22:00 | LONG | LONG | BALP | 8.94 | 1 |  | 1 | -7.94 |  | -7.94 | 9.13 | 1 |  | 1 | -8.13 |  | -8.13 | 8.8 | 1 |  | 1 | -7.8 |  | -7.8
2020-09-20 23:00 | LONG | LONG | BALP | 8.94 | 25.08 |  | 25.08 | 16.14 |  | 16.14 | 9.13 | 25.08 |  | 25.08 | 15.95 |  | 15.95 | 8.8 | 25.08 |  | 25.08 | 16.28 |  | 16.28
2020-09-21 | SHORT | SHORT | BALP | 8.94 | 19.63 | 19.63 |  | 28.57 | 28.57 |  | 9.13 | 19.63 | 19.63 |  | 28.76 | 28.76 |  | 8.8 | 19.63 | 19.63 |  | 28.43 | 28.43
2020-09-21 01:00 | SHORT | SHORT | BALP | 8.94 | 53.9 | 53.9 |  | 62.84 | 62.84 |  | 9.13 | 53.9 | 53.9 |  | 63.03 | 63.03 |  | 8.8 | 53.9 | 53.9 |  | 62.7 | 62.7
2020-09-21 02:00 | SHORT | SHORT | BALP | 8.94 | 53.9 | 53.9 |  | 62.84 | 62.84 |  | 9.13 | 53.9 | 53.9 |  | 63.03 | 63.03 |  | 8.8 | 53.9 | 53.9 |  | 62.7 | 62.7
2020-09-21 03:00 | SHORT | SHORT | BALP | 8.94 | 50 | 50 |  | 58.94 | 58.94 |  | 9.13 | 50 | 50 |  | 59.13 | 59.13 |  | 8.8 | 50 | 50 |  | 58.8 | 58.8
2020-09-21 04:00 | SHORT | LONG | BALP | 8.94 | 50 | 50 |  | 58.94 | 58.94 |  | 9.13 | 50 | 50 |  | 59.13 | 59.13 |  | 8.8 | 9 |  | 9 | 0.2 |  | 0.2
2020-09-21 05:00 | SHORT | SHORT | BALP | 8.94 | 73.9 | 73.9 |  | 82.84 | 82.84 |  | 9.13 | 73.9 | 73.9 |  | 83.03 | 83.03 |  | 8.8 | 73.9 | 73.9 |  | 82.7 | 82.7
2020-09-21 06:00 | SHORT | SHORT | BALP | 8.94 | 95 | 95 |  | 103.94 | 103.94 |  | 9.13 | 95 | 95 |  | 104.13 | 104.13 |  | 8.8 | 95 | 95 |  | 103.8 | 103.8
2020-09-21 07:00 | SHORT | SHORT | BALP | 8.94 | 95 | 95 |  | 103.94 | 103.94 |  | 9.13 | 95 | 95 |  | 104.13 | 104.13 |  | 8.8 | 95 | 95 |  | 103.8 | 103.8
2020-09-21 08:00 | LONG | LONG | BALP | 8.94 | 45.5 |  | 45.5 | 36.56 |  | 36.56 | 9.13 | 45.5 |  | 45.5 | 36.37 |  | 36.37 | 8.8 | 45.5 |  | 45.5 | 36.7 |  | 36.7
2020-09-21 09:00 | LONG | LONG | VoAA | 8.94 | 48.5 |  | 48.5 | 39.56 |  | 39.56 | 9.13 | 49.5 |  | 49.5 | 40.37 |  | 40.37 | 8.8 | 55.44 |  | 55.44 | 46.64 |  | 46.64
2020-09-21 10:00 | LONG | LONG | VoAA | 8.94 | 49.5 |  | 49.5 | 40.56 |  | 40.56 | 9.13 | 49.26 |  | 49.26 | 40.13 |  | 40.13 | 8.8 | 48.01 |  | 48.01 | 39.21 |  | 39.21
2020-09-21 11:00 | LONG | LONG | BALP | 8.94 | 44.27 |  | 44.27 | 35.33 |  | 35.33 | 9.13 | 44.27 |  | 44.27 | 35.14 |  | 35.14 | 8.8 | 44.27 |  | 44.27 | 35.47 |  | 35.47
2020-09-21 12:00 | SHORT | SHORT | BALP | 8.94 | 48.1 | 48.1 |  | 57.04 | 57.04 |  | 9.13 | 48.1 | 48.1 |  | 57.23 | 57.23 |  | 8.8 | 48.1 | 48.1 |  | 56.9 | 56.9
2020-09-21 13:00 | SHORT | SHORT | BALP | 8.94 | 48.2 | 48.2 |  | 57.14 | 57.14 |  | 9.13 | 48.2 | 48.2 |  | 57.33 | 57.33 |  | 8.8 | 48.2 | 48.2 |  | 57 | 57
2020-09-21 14:00 | LONG | LONG | VoAA | 8.94 | 33.2 |  | 33.2 | 24.26 |  | 24.26 | 9.13 | 34.2 |  | 34.2 | 25.07 |  | 25.07 | 8.8 | 40.98 |  | 40.98 | 32.18 |  | 32.18
2020-09-21 15:00 | SHORT | SHORT | VoAA | 8.94 | 24 | 24 |  | 32.94 | 32.94 |  | 9.13 | 28.6 | 28.6 |  | 37.73 | 37.73 |  | 8.8 | 19.16 | 19.16 |  | 27.96 | 27.96
2020-09-21 16:00 | SHORT | SHORT | VoAA | 8.94 | 27.84 | 27.84 |  | 36.78 | 36.78 |  | 9.13 | 30.52 | 30.52 |  | 39.65 | 39.65 |  | 8.8 | 19 | 19 |  | 27.8 | 27.8
2020-09-21 17:00 | LONG | LONG | BALP | 8.94 | 22.84 |  | 22.84 | 13.9 |  | 13.9 | 9.13 | 22.84 |  | 22.84 | 13.71 |  | 13.71 | 8.8 | 22.84 |  | 22.84 | 14.04 |  | 14.04
2020-09-21 18:00 | SHORT | SHORT | BALP | 8.94 | 35.2 | 35.2 |  | 44.14 | 44.14 |  | 9.13 | 35.2 | 35.2 |  | 44.33 | 44.33 |  | 8.8 | 35.2 | 35.2 |  | 44 | 44
2020-09-21 19:00 | SHORT | SHORT | BALP | 8.94 | 50 | 50 |  | 58.94 | 58.94 |  | 9.13 | 50 | 50 |  | 59.13 | 59.13 |  | 8.8 | 50 | 50 |  | 58.8 | 58.8
2020-09-21 20:00 | SHORT | LONG | BALP | 8.94 | 56.47 | 56.47 |  | 65.41 | 65.41 |  | 9.13 | 56.47 | 56.47 |  | 65.6 | 65.6 |  | 8.8 | 55.47 |  | 55.47 | 46.67 |  | 46.67
2020-09-21 21:00 | LONG | LONG | BALP | 8.94 | 1 |  | 1 | -7.94 |  | -7.94 | 9.13 | 1 |  | 1 | -8.13 |  | -8.13 | 8.8 | 1 |  | 1 | -7.8 |  | -7.8
2020-09-21 22:00 | LONG | LONG | BALP | 8.94 | 1 |  | 1 | -7.94 |  | -7.94 | 9.13 | 1 |  | 1 | -8.13 |  | -8.13 | 8.8 | 1 |  | 1 | -7.8 |  | -7.8
2020-09-21 23:00 | LONG | LONG | BALP | 8.94 | 2 |  | 2 | -6.94 |  | -6.94 | 9.13 | 2 |  | 2 | -7.13 |  | -7.13 | 8.8 | 2 |  | 2 | -6.8 |  | -6.8
2020-09-22 | SHORT | SHORT | BALP | 8.94 | 48.7 | 48.7 |  | 57.64 | 57.64 |  | 9.13 | 48.7 | 48.7 |  | 57.83 | 57.83 |  | 8.8 | 48.7 | 48.7 |  | 57.5 | 57.5
2020-09-22 01:00 | SHORT | SHORT | BALP | 8.94 | 44 | 44 |  | 52.94 | 52.94 |  | 9.13 | 44 | 44 |  | 53.13 | 53.13 |  | 8.8 | 44 | 44 |  | 52.8 | 52.8
2020-09-22 02:00 | SHORT | SHORT | VoAA | 8.94 | 10.11 | 10.11 |  | 19.05 | 19.05 |  | 9.13 | 5.06 | 5.06 |  | 14.19 | 14.19 |  | 8.8 | 5.09 | 5.09 |  | 13.89 | 13.89
2020-09-22 03:00 | LONG | LONG | VoAA | 8.94 | 0 |  | 0 | -8.94 |  | -8.94 | 9.13 | 5.18 |  | 5.18 | -3.95 |  | -3.95 | 8.8 | 5.11 |  | 5.11 | -3.69 |  | -3.69
2020-09-22 04:00 | LONG | LONG | VoAA | 8.94 | 0 |  | 0 | -8.94 |  | -8.94 | 9.13 | 5.52 |  | 5.52 | -3.61 |  | -3.61 | 8.8 | 5.35 |  | 5.35 | -3.45 |  | -3.45
2020-09-22 05:00 | LONG | LONG | BALP | 8.94 | 6.03 |  | 6.03 | -2.91 |  | -2.91 | 9.13 | 6.03 |  | 6.03 | -3.1 |  | -3.1 | 8.8 | 6.03 |  | 6.03 | -2.77 |  | -2.77
2020-09-22 06:00 | LONG | LONG | BALP | 8.94 | 5.7 |  | 5.7 | -3.24 |  | -3.24 | 9.13 | 5.7 |  | 5.7 | -3.43 |  | -3.43 | 8.8 | 5.7 |  | 5.7 | -3.1 |  | -3.1
2020-09-22 07:00 | LONG | LONG | VoAA | 8.94 | 34.1 |  | 34.1 | 25.16 |  | 25.16 | 9.13 | 35.1 |  | 35.1 | 25.97 |  | 25.97 | 8.8 | 39.01 |  | 39.01 | 30.21 |  | 30.21
2020-09-22 08:00 | LONG | LONG | VoAA | 8.94 | 33.1 |  | 33.1 | 24.16 |  | 24.16 | 9.13 | 34.1 |  | 34.1 | 24.97 |  | 24.97 | 8.8 | 49.54 |  | 49.54 | 40.74 |  | 40.74
2020-09-22 09:00 | LONG | LONG | BALP | 8.94 | 38.11 |  | 38.11 | 29.17 |  | 29.17 | 9.13 | 38.11 |  | 38.11 | 28.98 |  | 28.98 | 8.8 | 38.11 |  | 38.11 | 29.31 |  | 29.31
2020-09-22 10:00 | LONG | LONG | BALP | 8.94 | 37.09 |  | 37.09 | 28.15 |  | 28.15 | 9.13 | 37.09 |  | 37.09 | 27.96 |  | 27.96 | 8.8 | 37.09 |  | 37.09 | 28.29 |  | 28.29
2020-09-22 11:00 | LONG | LONG | BALP | 8.94 | 39.98 |  | 39.98 | 31.04 |  | 31.04 | 9.13 | 39.98 |  | 39.98 | 30.85 |  | 30.85 | 8.8 | 39.98 |  | 39.98 | 31.18 |  | 31.18
2020-09-22 12:00 | LONG | LONG | BALP | 8.94 | 22 |  | 22 | 13.06 |  | 13.06 | 9.13 | 22 |  | 22 | 12.87 |  | 12.87 | 8.8 | 22 |  | 22 | 13.2 |  | 13.2
2020-09-22 13:00 | LONG | LONG | BALP | 8.94 | 43.74 |  | 43.74 | 34.8 |  | 34.8 | 9.13 | 43.74 |  | 43.74 | 34.61 |  | 34.61 | 8.8 | 43.74 |  | 43.74 | 34.94 |  | 34.94
2020-09-22 14:00 | LONG | LONG | BALP | 8.94 | 42.58 |  | 42.58 | 33.64 |  | 33.64 | 9.13 | 42.58 |  | 42.58 | 33.45 |  | 33.45 | 8.8 | 42.58 |  | 42.58 | 33.78 |  | 33.78
2020-09-22 15:00 | LONG | LONG | BALP | 8.94 | 19 |  | 19 | 10.06 |  | 10.06 | 9.13 | 19 |  | 19 | 9.87 |  | 9.87 | 8.8 | 19 |  | 19 | 10.2 |  | 10.2
2020-09-22 16:00 | LONG | LONG | BALP | 8.94 | 33.1 |  | 33.1 | 24.16 |  | 24.16 | 9.13 | 33.1 |  | 33.1 | 23.97 |  | 23.97 | 8.8 | 33.1 |  | 33.1 | 24.3 |  | 24.3
2020-09-22 17:00 | LONG | LONG | VoAA | 8.94 | 33.1 |  | 33.1 | 24.16 |  | 24.16 | 9.13 | 34.1 |  | 34.1 | 24.97 |  | 24.97 | 8.8 | 41.74 |  | 41.74 | 32.94 |  | 32.94
2020-09-22 18:00 | LONG | LONG | BALP | 8.94 | 39.01 |  | 39.01 | 30.07 |  | 30.07 | 9.13 | 39.01 |  | 39.01 | 29.88 |  | 29.88 | 8.8 | 39.01 |  | 39.01 | 30.21 |  | 30.21
2020-09-22 19:00 | LONG | LONG | BALP | 8.94 | 24.1 |  | 24.1 | 15.16 |  | 15.16 | 9.13 | 24.1 |  | 24.1 | 14.97 |  | 14.97 | 8.8 | 24.1 |  | 24.1 | 15.3 |  | 15.3
2020-09-22 20:00 | LONG | LONG | BALP | 8.94 | 60.7 |  | 60.7 | 51.76 |  | 51.76 | 9.13 | 60.7 |  | 60.7 | 51.57 |  | 51.57 | 8.8 | 60.7 |  | 60.7 | 51.9 |  | 51.9
2020-09-22 21:00 | LONG | LONG | BALP | 8.94 | 1 |  | 1 | -7.94 |  | -7.94 | 9.13 | 1 |  | 1 | -8.13 |  | -8.13 | 8.8 | 1 |  | 1 | -7.8 |  | -7.8
2020-09-22 22:00 | LONG | LONG | BALP | 8.94 | 1 |  | 1 | -7.94 |  | -7.94 | 9.13 | 1 |  | 1 | -8.13 |  | -8.13 | 8.8 | 1 |  | 1 | -7.8 |  | -7.8
2020-09-22 23:00 | LONG | LONG | BALP | 8.94 | -15.51 |  | -15.51 | -24.45 |  | -24.45 | 9.13 | -15.51 |  | -15.51 | -24.64 |  | -24.64 | 8.8 | -15.51 |  | -15.51 | -24.31 |  | -24.31
2020-09-23 | LONG | LONG | BALP | 8.94 | 10 |  | 10 | 1.06 |  | 1.06 | 9.13 | 10 |  | 10 | 0.87 |  | 0.87 | 8.8 | 10 |  | 10 | 1.2 |  | 1.2
2020-09-23 01:00 | LONG | LONG | BALP | 8.94 | 18.7 |  | 18.7 | 9.76 |  | 9.76 | 9.13 | 18.7 |  | 18.7 | 9.57 |  | 9.57 | 8.8 | 18.7 |  | 18.7 | 9.9 |  | 9.9
2020-09-23 02:00 | LONG | LONG | VoAA | 8.94 | -4.13 |  | -4.13 | -13.07 |  | -13.07 | 9.13 | 9.43 |  | 9.43 | 0.3 |  | 0.3 | 8.8 | 17.17 |  | 17.17 | 8.37 |  | 8.37
2020-09-23 03:00 | LONG | LONG | VoAA | 8.94 | 0 |  | 0 | -8.94 |  | -8.94 | 9.13 | 11.37 |  | 11.37 | 2.24 |  | 2.24 | 8.8 | 17.98 |  | 17.98 | 9.18 |  | 9.18
2020-09-23 04:00 | LONG | LONG | VoAA | 8.94 | 0 |  | 0 | -8.94 |  | -8.94 | 9.13 | 12.38 |  | 12.38 | 3.25 |  | 3.25 | 8.8 | 17.73 |  | 17.73 | 8.93 |  | 8.93
2020-09-23 05:00 | SHORT | SHORT | BALP | 8.94 | 39.7 | 39.7 |  | 48.64 | 48.64 |  | 9.13 | 39.7 | 39.7 |  | 48.83 | 48.83 |  | 8.8 | 39.7 | 39.7 |  | 48.5 | 48.5
2020-09-23 06:00 | SHORT | SHORT | BALP | 8.94 | 48.2 | 48.2 |  | 57.14 | 57.14 |  | 9.13 | 48.2 | 48.2 |  | 57.33 | 57.33 |  | 8.8 | 48.2 | 48.2 |  | 57 | 57
2020-09-23 07:00 | LONG | LONG | BALP | 8.94 | 22 |  | 22 | 13.06 |  | 13.06 | 9.13 | 22 |  | 22 | 12.87 |  | 12.87 | 8.8 | 22 |  | 22 | 13.2 |  | 13.2
2020-09-23 08:00 | LONG | LONG | VoAA | 8.94 | 32.2 |  | 32.2 | 23.26 |  | 23.26 | 9.13 | 41.06 |  | 41.06 | 31.93 |  | 31.93 | 8.8 | 47.91 |  | 47.91 | 39.11 |  | 39.11
2020-09-23 09:00 | SHORT | SHORT | BALP | 8.94 | 54.9 | 54.9 |  | 63.84 | 63.84 |  | 9.13 | 54.9 | 54.9 |  | 64.03 | 64.03 |  | 8.8 | 54.9 | 54.9 |  | 63.7 | 63.7
2020-09-23 10:00 | SHORT | SHORT | BALP | 8.94 | 95 | 95 |  | 103.94 | 103.94 |  | 9.13 | 95 | 95 |  | 104.13 | 104.13 |  | 8.8 | 95 | 95 |  | 103.8 | 103.8
2020-09-23 11:00 | SHORT | SHORT | BALP | 8.94 | 94 | 94 |  | 102.94 | 102.94 |  | 9.13 | 94 | 94 |  | 103.13 | 103.13 |  | 8.8 | 94 | 94 |  | 102.8 | 102.8
2020-09-23 12:00 | SHORT | SHORT | VoAA | 8.94 | 34.2 | 34.2 |  | 43.14 | 43.14 |  | 9.13 | 33.2 | 33.2 |  | 42.33 | 42.33 |  | 8.8 | 40.4 | 40.4 |  | 49.2 | 49.2
2020-09-23 13:00 | LONG | LONG | BALP | 8.94 | 43.51 |  | 43.51 | 34.57 |  | 34.57 | 9.13 | 43.51 |  | 43.51 | 34.38 |  | 34.38 | 8.8 | 43.51 |  | 43.51 | 34.71 |  | 34.71
2020-09-23 14:00 | LONG | LONG | BALP | 8.94 | 25.7 |  | 25.7 | 16.76 |  | 16.76 | 9.13 | 25.7 |  | 25.7 | 16.57 |  | 16.57 | 8.8 | 25.7 |  | 25.7 | 16.9 |  | 16.9
2020-09-23 15:00 | LONG | SHORT | BALP | 8.94 | 26.39 |  | 26.39 | 17.45 |  | 17.45 | 9.13 | 26.39 |  | 26.39 | 17.26 |  | 17.26 | 8.8 | 26.39 | 26.39 |  | 35.19 | 35.19
2020-09-23 16:00 | SHORT | SHORT | BALP | 8.94 | 47.2 | 47.2 |  | 56.14 | 56.14 |  | 9.13 | 47.2 | 47.2 |  | 56.33 | 56.33 |  | 8.8 | 47.2 | 47.2 |  | 56 | 56
2020-09-23 17:00 | SHORT | SHORT | BALP | 8.94 | 50 | 50 |  | 58.94 | 58.94 |  | 9.13 | 50 | 50 |  | 59.13 | 59.13 |  | 8.8 | 50 | 50 |  | 58.8 | 58.8
2020-09-23 18:00 | SHORT | LONG | BALP | 8.94 | 40 | 40 |  | 48.94 | 48.94 |  | 9.13 | 40 | 40 |  | 49.13 | 49.13 |  | 8.8 | 38.09 |  | 38.09 | 29.29 |  | 29.29
2020-09-23 19:00 | LONG | LONG | BALP | 8.94 | 28.2 |  | 28.2 | 19.26 |  | 19.26 | 9.13 | 28.2 |  | 28.2 | 19.07 |  | 19.07 | 8.8 | 28.2 |  | 28.2 | 19.4 |  | 19.4
2020-09-23 20:00 | LONG | LONG | VoAA | 8.94 | 32.2 |  | 32.2 | 23.26 |  | 23.26 | 9.13 | 32.2 |  | 32.2 | 23.07 |  | 23.07 | 8.8 | 56.25 |  | 56.25 | 47.45 |  | 47.45
2020-09-23 21:00 | LONG | LONG | BALP | 8.94 | 22 |  | 22 | 13.06 |  | 13.06 | 9.13 | 22 |  | 22 | 12.87 |  | 12.87 | 8.8 | 22 |  | 22 | 13.2 |  | 13.2
2020-09-23 22:00 | LONG | LONG | BALP | 8.94 | 14.2 |  | 14.2 | 5.26 |  | 5.26 | 9.13 | 14.2 |  | 14.2 | 5.07 |  | 5.07 | 8.8 | 14.2 |  | 14.2 | 5.4 |  | 5.4
2020-09-23 23:00 | LONG | LONG | BALP | 8.94 | -4.13 |  | -4.13 | -13.07 |  | -13.07 | 9.13 | -4.13 |  | -4.13 | -13.26 |  | -13.26 | 8.8 | -4.13 |  | -4.13 | -12.93 |  | -12.93
2020-09-24 | LONG | LONG | BALP | 8.94 | 5.05 |  | 5.05 | -3.89 |  | -3.89 | 9.13 | 5.05 |  | 5.05 | -4.08 |  | -4.08 | 8.8 | 5.05 |  | 5.05 | -3.75 |  | -3.75
2020-09-24 01:00 | SHORT | SHORT | VoAA | 8.94 | 10.98 | 10.98 |  | 19.92 | 19.92 |  | 9.13 | 5.49 | 5.49 |  | 14.62 | 14.62 |  | 8.8 | 7.84 | 7.84 |  | 16.64 | 16.64
2020-09-24 02:00 | SHORT | SHORT | BALP | 8.94 | 48 | 48 |  | 56.94 | 56.94 |  | 9.13 | 48 | 48 |  | 57.13 | 57.13 |  | 8.8 | 48 | 48 |  | 56.8 | 56.8
2020-09-24 03:00 | SHORT | SHORT | BALP | 8.94 | 49 | 49 |  | 57.94 | 57.94 |  | 9.13 | 49 | 49 |  | 58.13 | 58.13 |  | 8.8 | 49 | 49 |  | 57.8 | 57.8
2020-09-24 04:00 | LONG | LONG | VoAA | 8.94 | 0 |  | 0 | -8.94 |  | -8.94 | 9.13 | 7.92 |  | 7.92 | -1.21 |  | -1.21 | 8.8 | 6.79 |  | 6.79 | -2.01 |  | -2.01
2020-09-24 05:00 | LONG | LONG | VoAA | 8.94 | 39.6 |  | 39.6 | 30.66 |  | 30.66 | 9.13 | 40.6 |  | 40.6 | 31.47 |  | 31.47 | 8.8 | 10.84 |  | 10.84 | 2.04 |  | 2.04
2020-09-24 06:00 | LONG | LONG | BALP | 8.94 | 0.5 |  | 0.5 | -8.44 |  | -8.44 | 9.13 | 0.5 |  | 0.5 | -8.63 |  | -8.63 | 8.8 | 0.5 |  | 0.5 | -8.3 |  | -8.3
2020-09-24 07:00 | LONG | LONG | VoAA | 8.94 | 32.8 |  | 32.8 | 23.86 |  | 23.86 | 9.13 | 33.8 |  | 33.8 | 24.67 |  | 24.67 | 8.8 | 46.93 |  | 46.93 | 38.13 |  | 38.13
2020-09-24 08:00 | LONG | LONG | VoAA | 8.94 | 32.8 |  | 32.8 | 23.86 |  | 23.86 | 9.13 | 33.8 |  | 33.8 | 24.67 |  | 24.67 | 8.8 | 49.06 |  | 49.06 | 40.26 |  | 40.26
2020-09-24 09:00 | SHORT | SHORT | BALP | 8.94 | 95 | 95 |  | 103.94 | 103.94 |  | 9.13 | 95 | 95 |  | 104.13 | 104.13 |  | 8.8 | 95 | 95 |  | 103.8 | 103.8
2020-09-24 10:00 | SHORT | SHORT | BALP | 8.94 | 67.1 | 67.1 |  | 76.04 | 76.04 |  | 9.13 | 67.1 | 67.1 |  | 76.23 | 76.23 |  | 8.8 | 67.1 | 67.1 |  | 75.9 | 75.9
2020-09-24 11:00 | LONG | LONG | VoAA | 8.94 | 32.8 |  | 32.8 | 23.86 |  | 23.86 | 9.13 | 40.13 |  | 40.13 | 31 |  | 31 | 8.8 | 45.46 |  | 45.46 | 36.66 |  | 36.66
2020-09-24 12:00 | LONG | LONG | BALP | 8.94 | 28.8 |  | 28.8 | 19.86 |  | 19.86 | 9.13 | 28.8 |  | 28.8 | 19.67 |  | 19.67 | 8.8 | 28.8 |  | 28.8 | 20 |  | 20
2020-09-24 13:00 | LONG | LONG | VoAA | 8.94 | 32.8 |  | 32.8 | 23.86 |  | 23.86 | 9.13 | 33.8 |  | 33.8 | 24.67 |  | 24.67 | 8.8 | 44.27 |  | 44.27 | 35.47 |  | 35.47
2020-09-24 14:00 | LONG | LONG | BALP | 8.94 | 27 |  | 27 | 18.06 |  | 18.06 | 9.13 | 27 |  | 27 | 17.87 |  | 17.87 | 8.8 | 27 |  | 27 | 18.2 |  | 18.2
2020-09-24 15:00 | LONG | LONG | VoAA | 8.94 | 32.8 |  | 32.8 | 23.86 |  | 23.86 | 9.13 | 33.8 |  | 33.8 | 24.67 |  | 24.67 | 8.8 | 40.56 |  | 40.56 | 31.76 |  | 31.76
2020-09-24 16:00 | SHORT | SHORT | VoAA | 8.94 | 34.8 | 34.8 |  | 43.74 | 43.74 |  | 9.13 | 33.8 | 33.8 |  | 42.93 | 42.93 |  | 8.8 | 44.24 | 44.24 |  | 53.04 | 53.04
2020-09-24 17:00 | SHORT | SHORT | BALP | 8.94 | 58.9 | 58.9 |  | 67.84 | 67.84 |  | 9.13 | 58.9 | 58.9 |  | 68.03 | 68.03 |  | 8.8 | 58.9 | 58.9 |  | 67.7 | 67.7
2020-09-24 18:00 | SHORT | LONG | BALP | 8.94 | 47.8 | 47.8 |  | 56.74 | 56.74 |  | 9.13 | 47.8 | 47.8 |  | 56.93 | 56.93 |  | 8.8 | 44.24 |  | 44.24 | 35.44 |  | 35.44
2020-09-24 19:00 | LONG | LONG | BALP | 8.94 | 22 |  | 22 | 13.06 |  | 13.06 | 9.13 | 22 |  | 22 | 12.87 |  | 12.87 | 8.8 | 22 |  | 22 | 13.2 |  | 13.2
2020-09-24 20:00 | LONG | LONG | BALP | 8.94 | 15 |  | 15 | 6.06 |  | 6.06 | 9.13 | 15 |  | 15 | 5.87 |  | 5.87 | 8.8 | 15 |  | 15 | 6.2 |  | 6.2
2020-09-24 21:00 | LONG | LONG | BALP | 8.94 | 1 |  | 1 | -7.94 |  | -7.94 | 9.13 | 1 |  | 1 | -8.13 |  | -8.13 | 8.8 | 1 |  | 1 | -7.8 |  | -7.8
2020-09-24 22:00 | LONG | LONG | BALP | 8.94 | -9.47 |  | -9.47 | -18.41 |  | -18.41 | 9.13 | -9.47 |  | -9.47 | -18.6 |  | -18.6 | 8.8 | -9.47 |  | -9.47 | -18.27 |  | -18.27
2020-09-24 23:00 | LONG | LONG | BALP | 8.94 | 0.5 |  | 0.5 | -8.44 |  | -8.44 | 9.13 | 0.5 |  | 0.5 | -8.63 |  | -8.63 | 8.8 | 0.5 |  | 0.5 | -8.3 |  | -8.3
2020-09-25 | LONG | LONG | BALP | 8.94 | 0.5 |  | 0.5 | -8.44 |  | -8.44 | 9.13 | 0.5 |  | 0.5 | -8.63 |  | -8.63 | 8.8 | 0.5 |  | 0.5 | -8.3 |  | -8.3
2020-09-25 01:00 | LONG | LONG | VoAA | 8.94 | 36.3 |  | 36.3 | 27.36 |  | 27.36 | 9.13 | 34.67 |  | 34.67 | 25.54 |  | 25.54 | 8.8 | 43.85 |  | 43.85 | 35.05 |  | 35.05
2020-09-25 02:00 | LONG | LONG | VoAA | 8.94 | 0 |  | 0 | -8.94 |  | -8.94 | 9.13 | 5.2 |  | 5.2 | -3.93 |  | -3.93 | 8.8 | 28.04 |  | 28.04 | 19.24 |  | 19.24
2020-09-25 03:00 | SHORT | SHORT | BALP | 8.94 | 45 | 45 |  | 53.94 | 53.94 |  | 9.13 | 45 | 45 |  | 54.13 | 54.13 |  | 8.8 | 45 | 45 |  | 53.8 | 53.8
2020-09-25 04:00 | LONG | LONG | BALP | 8.94 | 7.91 |  | 7.91 | -1.03 |  | -1.03 | 9.13 | 7.91 |  | 7.91 | -1.22 |  | -1.22 | 8.8 | 7.91 |  | 7.91 | -0.89 |  | -0.89
2020-09-25 05:00 | LONG | LONG | BALP | 8.94 | 12.92 |  | 12.92 | 3.98 |  | 3.98 | 9.13 | 12.92 |  | 12.92 | 3.79 |  | 3.79 | 8.8 | 12.92 |  | 12.92 | 4.12 |  | 4.12
2020-09-25 06:00 | LONG | LONG | VoAA | 8.94 | 33.1 |  | 33.1 | 24.16 |  | 24.16 | 9.13 | 34.1 |  | 34.1 | 24.97 |  | 24.97 | 8.8 | 40.5 |  | 40.5 | 31.7 |  | 31.7
2020-09-25 07:00 | LONG | LONG | VoAA | 8.94 | 33.1 |  | 33.1 | 24.16 |  | 24.16 | 9.13 | 34.1 |  | 34.1 | 24.97 |  | 24.97 | 8.8 | 46.87 |  | 46.87 | 38.07 |  | 38.07
2020-09-25 08:00 | LONG | LONG | BALP | 8.94 | 11.9 |  | 11.9 | 2.96 |  | 2.96 | 9.13 | 11.9 |  | 11.9 | 2.77 |  | 2.77 | 8.8 | 11.9 |  | 11.9 | 3.1 |  | 3.1
2020-09-25 09:00 | LONG | LONG | BALP | 8.94 | 11.9 |  | 11.9 | 2.96 |  | 2.96 | 9.13 | 11.9 |  | 11.9 | 2.77 |  | 2.77 | 8.8 | 11.9 |  | 11.9 | 3.1 |  | 3.1
2020-09-25 10:00 | SHORT | SHORT | VoAA | 8.94 | 35.1 | 35.1 |  | 44.04 | 44.04 |  | 9.13 | 34.1 | 34.1 |  | 43.23 | 43.23 |  | 8.8 | 48.36 | 48.36 |  | 57.16 | 57.16
2020-09-25 11:00 | SHORT | SHORT | BALP | 8.94 | 56.83 | 56.83 |  | 65.77 | 65.77 |  | 9.13 | 56.83 | 56.83 |  | 65.96 | 65.96 |  | 8.8 | 56.83 | 56.83 |  | 65.63 | 65.63
2020-09-25 12:00 | SHORT | SHORT | BALP | 8.94 | 48.1 | 48.1 |  | 57.04 | 57.04 |  | 9.13 | 48.1 | 48.1 |  | 57.23 | 57.23 |  | 8.8 | 48.1 | 48.1 |  | 56.9 | 56.9
2020-09-25 13:00 | SHORT | SHORT | BALP | 8.94 | 48.1 | 48.1 |  | 57.04 | 57.04 |  | 9.13 | 48.1 | 48.1 |  | 57.23 | 57.23 |  | 8.8 | 48.1 | 48.1 |  | 56.9 | 56.9
2020-09-25 14:00 | LONG | LONG | VoAA | 8.94 | 33.1 |  | 33.1 | 24.16 |  | 24.16 | 9.13 | 31.31 |  | 31.31 | 22.18 |  | 22.18 | 8.8 | 44.22 |  | 44.22 | 35.42 |  | 35.42
2020-09-25 15:00 | LONG | LONG | VoAA | 8.94 | 33.1 |  | 33.1 | 24.16 |  | 24.16 | 9.13 | 34.1 |  | 34.1 | 24.97 |  | 24.97 | 8.8 | 24.51 |  | 24.51 | 15.71 |  | 15.71
2020-09-25 16:00 | SHORT | SHORT | BALP | 8.94 | 45 | 45 |  | 53.94 | 53.94 |  | 9.13 | 45 | 45 |  | 54.13 | 54.13 |  | 8.8 | 45 | 45 |  | 53.8 | 53.8
2020-09-25 17:00 | SHORT | SHORT | BALP | 8.94 | 50 | 50 |  | 58.94 | 58.94 |  | 9.13 | 50 | 50 |  | 59.13 | 59.13 |  | 8.8 | 50 | 50 |  | 58.8 | 58.8
2020-09-25 18:00 | SHORT | SHORT | BALP | 8.94 | 61.17 | 61.17 |  | 70.11 | 70.11 |  | 9.13 | 61.17 | 61.17 |  | 70.3 | 70.3 |  | 8.8 | 61.17 | 61.17 |  | 69.97 | 69.97
2020-09-25 19:00 | LONG | LONG | BALP | 8.94 | 56.17 |  | 56.17 | 47.23 |  | 47.23 | 9.13 | 56.17 |  | 56.17 | 47.04 |  | 47.04 | 8.8 | 56.17 |  | 56.17 | 47.37 |  | 47.37
2020-09-25 20:00 | LONG | LONG | BALP | 8.94 | 1 |  | 1 | -7.94 |  | -7.94 | 9.13 | 1 |  | 1 | -8.13 |  | -8.13 | 8.8 | 1 |  | 1 | -7.8 |  | -7.8
2020-09-25 21:00 | LONG | LONG | BALP | 8.94 | 1 |  | 1 | -7.94 |  | -7.94 | 9.13 | 1 |  | 1 | -8.13 |  | -8.13 | 8.8 | 1 |  | 1 | -7.8 |  | -7.8
2020-09-25 22:00 | LONG | LONG | VoAA | 8.94 | 37.9 |  | 37.9 | 28.96 |  | 28.96 | 9.13 | 37.96 |  | 37.96 | 28.83 |  | 28.83 | 8.8 | 33.03 |  | 33.03 | 24.23 |  | 24.23
2020-09-25 23:00 | LONG | LONG | BALP | 8.94 | -3.57 |  | -3.57 | -12.51 |  | -12.51 | 9.13 | -3.57 |  | -3.57 | -12.7 |  | -12.7 | 8.8 | -3.57 |  | -3.57 | -12.37 |  | -12.37
2020-09-26 | LONG | LONG | BALP | 8.94 | 1 |  | 1 | -7.94 |  | -7.94 | 9.13 | 1 |  | 1 | -8.13 |  | -8.13 | 8.8 | 1 |  | 1 | -7.8 |  | -7.8
2020-09-26 01:00 | LONG | LONG | VoAA | 8.94 | -14.49 |  | -14.49 | -23.43 |  | -23.43 | 9.13 | -4.75 |  | -4.75 | -13.88 |  | -13.88 | 8.8 | 14.9 |  | 14.9 | 6.1 |  | 6.1
2020-09-26 02:00 | LONG | LONG | VoAA | 8.94 | -14.49 |  | -14.49 | -23.43 |  | -23.43 | 9.13 | -4.75 |  | -4.75 | -13.88 |  | -13.88 | 8.8 | 12.85 |  | 12.85 | 4.05 |  | 4.05
2020-09-26 03:00 | LONG | LONG | VoAA | 8.94 | 0 |  | 0 | -8.94 |  | -8.94 | 9.13 | 2.5 |  | 2.5 | -6.63 |  | -6.63 | 8.8 | 9.08 |  | 9.08 | 0.28 |  | 0.28
2020-09-26 04:00 | LONG | LONG | VoAA | 8.94 | 0 |  | 0 | -8.94 |  | -8.94 | 9.13 | 2.5 |  | 2.5 | -6.63 |  | -6.63 | 8.8 | 9.05 |  | 9.05 | 0.25 |  | 0.25
2020-09-26 05:00 | LONG | LONG | VoAA | 8.94 | -14.49 |  | -14.49 | -23.43 |  | -23.43 | 9.13 | -4.75 |  | -4.75 | -13.88 |  | -13.88 | 8.8 | 9.23 |  | 9.23 | 0.43 |  | 0.43
2020-09-26 06:00 | LONG | LONG | VoAA | 8.94 | -14.49 |  | -14.49 | -23.43 |  | -23.43 | 9.13 | -4.75 |  | -4.75 | -13.88 |  | -13.88 | 8.8 | 9.09 |  | 9.09 | 0.29 |  | 0.29
2020-09-26 07:00 | LONG | LONG | VoAA | 8.94 | 33.5 |  | 33.5 | 24.56 |  | 24.56 | 9.13 | 19.25 |  | 19.25 | 10.12 |  | 10.12 | 8.8 | 18.04 |  | 18.04 | 9.24 |  | 9.24
2020-09-26 08:00 | LONG | LONG | VoAA | 8.94 | 33.3 |  | 33.3 | 24.36 |  | 24.36 | 9.13 | 19.15 |  | 19.15 | 10.02 |  | 10.02 | 8.8 | 18.87 |  | 18.87 | 10.07 |  | 10.07
2020-09-26 09:00 | SHORT | SHORT | BALP | 8.94 | 95 | 95 |  | 103.94 | 103.94 |  | 9.13 | 95 | 95 |  | 104.13 | 104.13 |  | 8.8 | 95 | 95 |  | 103.8 | 103.8
2020-09-26 10:00 | SHORT | SHORT | BALP | 8.94 | 95 | 95 |  | 103.94 | 103.94 |  | 9.13 | 95 | 95 |  | 104.13 | 104.13 |  | 8.8 | 95 | 95 |  | 103.8 | 103.8
2020-09-26 11:00 | SHORT | SHORT | BALP | 8.94 | 65 | 65 |  | 73.94 | 73.94 |  | 9.13 | 65 | 65 |  | 74.13 | 74.13 |  | 8.8 | 65 | 65 |  | 73.8 | 73.8
2020-09-26 12:00 | SHORT | SHORT | BALP | 8.94 | 65 | 65 |  | 73.94 | 73.94 |  | 9.13 | 65 | 65 |  | 74.13 | 74.13 |  | 8.8 | 65 | 65 |  | 73.8 | 73.8
2020-09-26 13:00 | SHORT | SHORT | BALP | 8.94 | 65 | 65 |  | 73.94 | 73.94 |  | 9.13 | 65 | 65 |  | 74.13 | 74.13 |  | 8.8 | 65 | 65 |  | 73.8 | 73.8
2020-09-26 14:00 | SHORT | SHORT | BALP | 8.94 | 65 | 65 |  | 73.94 | 73.94 |  | 9.13 | 65 | 65 |  | 74.13 | 74.13 |  | 8.8 | 65 | 65 |  | 73.8 | 73.8
2020-09-26 15:00 | LONG | LONG | VoAA | 8.94 | 33.3 |  | 33.3 | 24.36 |  | 24.36 | 9.13 | 19.15 |  | 19.15 | 10.02 |  | 10.02 | 8.8 | 27.26 |  | 27.26 | 18.46 |  | 18.46
2020-09-26 16:00 | SHORT | SHORT | BALP | 8.94 | 78.35 | 78.35 |  | 87.29 | 87.29 |  | 9.13 | 78.35 | 78.35 |  | 87.48 | 87.48 |  | 8.8 | 78.35 | 78.35 |  | 87.15 | 87.15
2020-09-26 17:00 | SHORT | SHORT | BALP | 8.94 | 95 | 95 |  | 103.94 | 103.94 |  | 9.13 | 95 | 95 |  | 104.13 | 104.13 |  | 8.8 | 95 | 95 |  | 103.8 | 103.8
2020-09-26 18:00 | SHORT | SHORT | VoAA | 8.94 | 5 | 5 |  | 13.94 | 13.94 |  | 9.13 | 19.15 | 19.15 |  | 28.28 | 28.28 |  | 8.8 | 23.89 | 23.89 |  | 32.69 | 32.69
2020-09-26 19:00 | LONG | LONG | BALP | 8.94 | 0 |  | 0 | -8.94 |  | -8.94 | 9.13 | 0 |  | 0 | -9.13 |  | -9.13 | 8.8 | 0 |  | 0 | -8.8 |  | -8.8
2020-09-26 20:00 | LONG | LONG | BALP | 8.94 | 19.3 |  | 19.3 | 10.36 |  | 10.36 | 9.13 | 19.3 |  | 19.3 | 10.17 |  | 10.17 | 8.8 | 19.3 |  | 19.3 | 10.5 |  | 10.5
2020-09-26 21:00 | LONG | LONG | BALP | 8.94 | 0.3 |  | 0.3 | -8.64 |  | -8.64 | 9.13 | 0.3 |  | 0.3 | -8.83 |  | -8.83 | 8.8 | 0.3 |  | 0.3 | -8.5 |  | -8.5
2020-09-26 22:00 | LONG | LONG | BALP | 8.94 | -14.84 |  | -14.84 | -23.78 |  | -23.78 | 9.13 | -14.84 |  | -14.84 | -23.97 |  | -23.97 | 8.8 | -14.84 |  | -14.84 | -23.64 |  | -23.64
2020-09-26 23:00 | LONG | LONG | BALP | 8.94 | 38 |  | 38 | 29.06 |  | 29.06 | 9.13 | 38 |  | 38 | 28.87 |  | 28.87 | 8.8 | 38 |  | 38 | 29.2 |  | 29.2
2020-09-27 | LONG | LONG | VoAA | 8.94 | 41.3 |  | 41.3 | 32.36 |  | 32.36 | 9.13 | 28.16 |  | 28.16 | 19.03 |  | 19.03 | 8.8 | 13.76 |  | 13.76 | 4.96 |  | 4.96
2020-09-27 01:00 | LONG | LONG | VoAA | 8.94 | 41.3 |  | 41.3 | 32.36 |  | 32.36 | 9.13 | 25.66 |  | 25.66 | 16.53 |  | 16.53 | 8.8 | 10.02 |  | 10.02 | 1.22 |  | 1.22
2020-09-27 02:00 | LONG | LONG | VoAA | 8.94 | -12.31 |  | -12.31 | -21.25 |  | -21.25 | 9.13 | -2.92 |  | -2.92 | -12.05 |  | -12.05 | 8.8 | 5.01 |  | 5.01 | -3.79 |  | -3.79
2020-09-27 03:00 | LONG | LONG | VoAA | 8.94 | 41.3 |  | 41.3 | 32.36 |  | 32.36 | 9.13 | 23.88 |  | 23.88 | 14.75 |  | 14.75 | 8.8 | 1.47 |  | 1.47 | -7.33 |  | -7.33
2020-09-27 04:00 | LONG | LONG | BALP | 8.94 | 1.46 |  | 1.46 | -7.48 |  | -7.48 | 9.13 | 1.46 |  | 1.46 | -7.67 |  | -7.67 | 8.8 | 1.46 |  | 1.46 | -7.34 |  | -7.34
2020-09-27 05:00 | LONG | LONG | BALP | 8.94 | 1.49 |  | 1.49 | -7.45 |  | -7.45 | 9.13 | 1.49 |  | 1.49 | -7.64 |  | -7.64 | 8.8 | 1.49 |  | 1.49 | -7.31 |  | -7.31
2020-09-27 06:00 | LONG | LONG | BALP | 8.94 | 1.61 |  | 1.61 | -7.33 |  | -7.33 | 9.13 | 1.61 |  | 1.61 | -7.52 |  | -7.52 | 8.8 | 1.61 |  | 1.61 | -7.19 |  | -7.19
2020-09-27 07:00 | LONG | LONG | BALP | 8.94 | 6.71 |  | 6.71 | -2.23 |  | -2.23 | 9.13 | 6.71 |  | 6.71 | -2.42 |  | -2.42 | 8.8 | 6.71 |  | 6.71 | -2.09 |  | -2.09
2020-09-27 08:00 | LONG | LONG | BALP | 8.94 | 20 |  | 20 | 11.06 |  | 11.06 | 9.13 | 20 |  | 20 | 10.87 |  | 10.87 | 8.8 | 20 |  | 20 | 11.2 |  | 11.2
2020-09-27 09:00 | SHORT | SHORT | BALP | 8.94 | 85 | 85 |  | 93.94 | 93.94 |  | 9.13 | 85 | 85 |  | 94.13 | 94.13 |  | 8.8 | 85 | 85 |  | 93.8 | 93.8
2020-09-27 10:00 | SHORT | SHORT | VoAA | 8.94 | 43.3 | 43.3 |  | 52.24 | 52.24 |  | 9.13 | 42.3 | 42.3 |  | 51.43 | 51.43 |  | 8.8 | 35.04 | 35.04 |  | 43.84 | 43.84
2020-09-27 11:00 | SHORT | SHORT | BALP | 8.94 | 85 | 85 |  | 93.94 | 93.94 |  | 9.13 | 85 | 85 |  | 94.13 | 94.13 |  | 8.8 | 85 | 85 |  | 93.8 | 93.8
2020-09-27 12:00 | LONG | LONG | VoAA | 8.94 | 41.3 |  | 41.3 | 32.36 |  | 32.36 | 9.13 | 42.3 |  | 42.3 | 33.17 |  | 33.17 | 8.8 | 24.57 |  | 24.57 | 15.77 |  | 15.77
2020-09-27 13:00 | SHORT | SHORT | BALP | 8.94 | 76.3 | 76.3 |  | 85.24 | 85.24 |  | 9.13 | 76.3 | 76.3 |  | 85.43 | 85.43 |  | 8.8 | 76.3 | 76.3 |  | 85.1 | 85.1
2020-09-27 14:00 | LONG | LONG | VoAA | 8.94 | 41.3 |  | 41.3 | 32.36 |  | 32.36 | 9.13 | 42.3 |  | 42.3 | 33.17 |  | 33.17 | 8.8 | 17.99 |  | 17.99 | 9.19 |  | 9.19
2020-09-27 15:00 | SHORT | SHORT | VoAA | 8.94 | 21.17 | 21.17 |  | 30.11 | 30.11 |  | 9.13 | 31.24 | 31.24 |  | 40.37 | 40.37 |  | 8.8 | 16.72 | 16.72 |  | 25.52 | 25.52
2020-09-27 16:00 | SHORT | SHORT | BALP | 8.94 | 56.3 | 56.3 |  | 65.24 | 65.24 |  | 9.13 | 56.3 | 56.3 |  | 65.43 | 65.43 |  | 8.8 | 56.3 | 56.3 |  | 65.1 | 65.1
2020-09-27 17:00 | SHORT | SHORT | BALP | 8.94 | 85 | 85 |  | 93.94 | 93.94 |  | 9.13 | 85 | 85 |  | 94.13 | 94.13 |  | 8.8 | 85 | 85 |  | 93.8 | 93.8
2020-09-27 18:00 | SHORT | SHORT | BALP | 8.94 | 85 | 85 |  | 93.94 | 93.94 |  | 9.13 | 85 | 85 |  | 94.13 | 94.13 |  | 8.8 | 85 | 85 |  | 93.8 | 93.8
2020-09-27 19:00 | SHORT | SHORT | BALP | 8.94 | 85 | 85 |  | 93.94 | 93.94 |  | 9.13 | 85 | 85 |  | 94.13 | 94.13 |  | 8.8 | 85 | 85 |  | 93.8 | 93.8
2020-09-27 20:00 | SHORT | LONG | BALP | 8.94 | 85 | 85 |  | 93.94 | 93.94 |  | 9.13 | 85 | 85 |  | 94.13 | 94.13 |  | 8.8 | 42.26 |  | 42.26 | 33.46 |  | 33.46
2020-09-27 21:00 | LONG | LONG | VoAA | 8.94 | 41.3 |  | 41.3 | 32.36 |  | 32.36 | 9.13 | 42.3 |  | 42.3 | 33.17 |  | 33.17 | 8.8 | 35.05 |  | 35.05 | 26.25 |  | 26.25
2020-09-27 22:00 | LONG | LONG | BALP | 8.94 | 19 |  | 19 | 10.06 |  | 10.06 | 9.13 | 19 |  | 19 | 9.87 |  | 9.87 | 8.8 | 19 |  | 19 | 10.2 |  | 10.2
2020-09-27 23:00 | LONG | LONG | BALP | 8.94 | 16.64 |  | 16.64 | 7.7 |  | 7.7 | 9.13 | 16.64 |  | 16.64 | 7.51 |  | 7.51 | 8.8 | 16.64 |  | 16.64 | 7.84 |  | 7.84
2020-09-28 | LONG | LONG | BALP | 8.94 | 13.91 |  | 13.91 | 4.97 |  | 4.97 | 9.13 | 13.91 |  | 13.91 | 4.78 |  | 4.78 | 8.8 | 13.91 |  | 13.91 | 5.11 |  | 5.11
2020-09-28 01:00 | LONG | LONG | BALP | 8.94 | 12.62 |  | 12.62 | 3.68 |  | 3.68 | 9.13 | 12.62 |  | 12.62 | 3.49 |  | 3.49 | 8.8 | 12.62 |  | 12.62 | 3.82 |  | 3.82
2020-09-28 02:00 | LONG | LONG | BALP | 8.94 | 14.71 |  | 14.71 | 5.77 |  | 5.77 | 9.13 | 14.71 |  | 14.71 | 5.58 |  | 5.58 | 8.8 | 14.71 |  | 14.71 | 5.91 |  | 5.91
2020-09-28 03:00 | LONG | LONG | BALP | 8.94 | 15.35 |  | 15.35 | 6.41 |  | 6.41 | 9.13 | 15.35 |  | 15.35 | 6.22 |  | 6.22 | 8.8 | 15.35 |  | 15.35 | 6.55 |  | 6.55
2020-09-28 04:00 | LONG | LONG | BALP | 8.94 | 16.02 |  | 16.02 | 7.08 |  | 7.08 | 9.13 | 16.02 |  | 16.02 | 6.89 |  | 6.89 | 8.8 | 16.02 |  | 16.02 | 7.22 |  | 7.22
2020-09-28 05:00 | LONG | LONG | BALP | 8.94 | 17.33 |  | 17.33 | 8.39 |  | 8.39 | 9.13 | 17.33 |  | 17.33 | 8.2 |  | 8.2 | 8.8 | 17.33 |  | 17.33 | 8.53 |  | 8.53
2020-09-28 06:00 | SHORT | SHORT | BALP | 8.94 | 85 | 85 |  | 93.94 | 93.94 |  | 9.13 | 85 | 85 |  | 94.13 | 94.13 |  | 8.8 | 85 | 85 |  | 93.8 | 93.8
2020-09-28 07:00 | SHORT | SHORT | BALP | 8.94 | 95 | 95 |  | 103.94 | 103.94 |  | 9.13 | 95 | 95 |  | 104.13 | 104.13 |  | 8.8 | 95 | 95 |  | 103.8 | 103.8
2020-09-28 08:00 | LONG | LONG | VoAA | 8.94 | 32.1 |  | 32.1 | 23.16 |  | 23.16 | 9.13 | 48.21 |  | 48.21 | 39.08 |  | 39.08 | 8.8 | 55.64 |  | 55.64 | 46.84 |  | 46.84
2020-09-28 09:00 | LONG | LONG | BALP | 8.94 | 59.31 |  | 59.31 | 50.37 |  | 50.37 | 9.13 | 59.31 |  | 59.31 | 50.18 |  | 50.18 | 8.8 | 59.31 |  | 59.31 | 50.51 |  | 50.51
2020-09-28 10:00 | LONG | LONG | BALP | 8.94 | 30 |  | 30 | 21.06 |  | 21.06 | 9.13 | 30 |  | 30 | 20.87 |  | 20.87 | 8.8 | 30 |  | 30 | 21.2 |  | 21.2
2020-09-28 11:00 | LONG | LONG | BALP | 8.94 | 53 |  | 53 | 44.06 |  | 44.06 | 9.13 | 53 |  | 53 | 43.87 |  | 43.87 | 8.8 | 53 |  | 53 | 44.2 |  | 44.2
2020-09-28 12:00 | LONG | LONG | BALP | 8.94 | 32.1 |  | 32.1 | 23.16 |  | 23.16 | 9.13 | 32.1 |  | 32.1 | 22.97 |  | 22.97 | 8.8 | 32.1 |  | 32.1 | 23.3 |  | 23.3
2020-09-28 13:00 | LONG | LONG | VoAA | 8.94 | 32.1 |  | 32.1 | 23.16 |  | 23.16 | 9.13 | 41.13 |  | 41.13 | 32 |  | 32 | 8.8 | 49.16 |  | 49.16 | 40.36 |  | 40.36
2020-09-28 14:00 | SHORT | SHORT | BALP | 8.94 | 51 | 51 |  | 59.94 | 59.94 |  | 9.13 | 51 | 51 |  | 60.13 | 60.13 |  | 8.8 | 51 | 51 |  | 59.8 | 59.8
2020-09-28 15:00 | LONG | LONG | VoAA | 8.94 | 32.1 |  | 32.1 | 23.16 |  | 23.16 | 9.13 | 39.55 |  | 39.55 | 30.42 |  | 30.42 | 8.8 | 46 |  | 46 | 37.2 |  | 37.2
2020-09-28 16:00 | LONG | LONG | BALP | 8.94 | 30 |  | 30 | 21.06 |  | 21.06 | 9.13 | 30 |  | 30 | 20.87 |  | 20.87 | 8.8 | 30 |  | 30 | 21.2 |  | 21.2
2020-09-28 17:00 | LONG | LONG | BALP | 8.94 | 48.46 |  | 48.46 | 39.52 |  | 39.52 | 9.13 | 48.46 |  | 48.46 | 39.33 |  | 39.33 | 8.8 | 48.46 |  | 48.46 | 39.66 |  | 39.66
2020-09-28 18:00 | LONG | LONG | BALP | 8.94 | 52.93 |  | 52.93 | 43.99 |  | 43.99 | 9.13 | 52.93 |  | 52.93 | 43.8 |  | 43.8 | 8.8 | 52.93 |  | 52.93 | 44.13 |  | 44.13
2020-09-28 19:00 | LONG | SHORT | BALP | 8.94 | 32.1 |  | 32.1 | 23.16 |  | 23.16 | 9.13 | 32.1 |  | 32.1 | 22.97 |  | 22.97 | 8.8 | 59.67 | 59.67 |  | 68.47 | 68.47
2020-09-28 20:00 | LONG | LONG | VoAA | 8.94 | 32.1 |  | 32.1 | 23.16 |  | 23.16 | 9.13 | 40.66 |  | 40.66 | 31.53 |  | 31.53 | 8.8 | 74.77 |  | 74.77 | 65.97 |  | 65.97
2020-09-28 21:00 | LONG | LONG | BALP | 8.94 | 44.21 |  | 44.21 | 35.27 |  | 35.27 | 9.13 | 44.21 |  | 44.21 | 35.08 |  | 35.08 | 8.8 | 44.21 |  | 44.21 | 35.41 |  | 35.41
2020-09-28 22:00 | LONG | LONG | BALP | 8.94 | 30 |  | 30 | 21.06 |  | 21.06 | 9.13 | 30 |  | 30 | 20.87 |  | 20.87 | 8.8 | 30 |  | 30 | 21.2 |  | 21.2
2020-09-28 23:00 | LONG | LONG | BALP | 8.94 | 30.37 |  | 30.37 | 21.43 |  | 21.43 | 9.13 | 30.37 |  | 30.37 | 21.24 |  | 21.24 | 8.8 | 30.37 |  | 30.37 | 21.57 |  | 21.57
2020-09-29 | LONG | LONG | VoAA | 8.94 | 32.8 |  | 32.8 | 23.86 |  | 23.86 | 9.13 | 32.92 |  | 32.92 | 23.79 |  | 23.79 | 8.8 | 39.05 |  | 39.05 | 30.25 |  | 30.25
2020-09-29 01:00 | LONG | LONG | BALP | 8.94 | 28 |  | 28 | 19.06 |  | 19.06 | 9.13 | 28 |  | 28 | 18.87 |  | 18.87 | 8.8 | 28 |  | 28 | 19.2 |  | 19.2
2020-09-29 02:00 | LONG | LONG | BALP | 8.94 | 19.3 |  | 19.3 | 10.36 |  | 10.36 | 9.13 | 19.3 |  | 19.3 | 10.17 |  | 10.17 | 8.8 | 19.3 |  | 19.3 | 10.5 |  | 10.5
2020-09-29 03:00 | LONG | LONG | BALP | 8.94 | 19.3 |  | 19.3 | 10.36 |  | 10.36 | 9.13 | 19.3 |  | 19.3 | 10.17 |  | 10.17 | 8.8 | 19.3 |  | 19.3 | 10.5 |  | 10.5
2020-09-29 04:00 | LONG | LONG | BALP | 8.94 | 22 |  | 22 | 13.06 |  | 13.06 | 9.13 | 22 |  | 22 | 12.87 |  | 12.87 | 8.8 | 22 |  | 22 | 13.2 |  | 13.2
2020-09-29 05:00 | LONG | LONG | VoAA | 8.94 | 32.8 |  | 32.8 | 23.86 |  | 23.86 | 9.13 | 33.8 |  | 33.8 | 24.67 |  | 24.67 | 8.8 | 29.91 |  | 29.91 | 21.11 |  | 21.11
2020-09-29 06:00 | LONG | LONG | BALP | 8.94 | 37.39 |  | 37.39 | 28.45 |  | 28.45 | 9.13 | 37.39 |  | 37.39 | 28.26 |  | 28.26 | 8.8 | 37.39 |  | 37.39 | 28.59 |  | 28.59
2020-09-29 07:00 | LONG | LONG | BALP | 8.94 | 37.6 |  | 37.6 | 28.66 |  | 28.66 | 9.13 | 37.6 |  | 37.6 | 28.47 |  | 28.47 | 8.8 | 37.6 |  | 37.6 | 28.8 |  | 28.8
2020-09-29 08:00 | LONG | LONG | BALP | 8.94 | 26 |  | 26 | 17.06 |  | 17.06 | 9.13 | 26 |  | 26 | 16.87 |  | 16.87 | 8.8 | 26 |  | 26 | 17.2 |  | 17.2
2020-09-29 09:00 | LONG | LONG | BALP | 8.94 | 37.6 |  | 37.6 | 28.66 |  | 28.66 | 9.13 | 37.6 |  | 37.6 | 28.47 |  | 28.47 | 8.8 | 37.6 |  | 37.6 | 28.8 |  | 28.8
2020-09-29 10:00 | LONG | LONG | BALP | 8.94 | 32.9 |  | 32.9 | 23.96 |  | 23.96 | 9.13 | 32.9 |  | 32.9 | 23.77 |  | 23.77 | 8.8 | 32.9 |  | 32.9 | 24.1 |  | 24.1
2020-09-29 11:00 | LONG | LONG | BALP | 8.94 | 32.9 |  | 32.9 | 23.96 |  | 23.96 | 9.13 | 32.9 |  | 32.9 | 23.77 |  | 23.77 | 8.8 | 32.9 |  | 32.9 | 24.1 |  | 24.1
2020-09-29 12:00 | LONG | LONG | BALP | 8.94 | 28 |  | 28 | 19.06 |  | 19.06 | 9.13 | 28 |  | 28 | 18.87 |  | 18.87 | 8.8 | 28 |  | 28 | 19.2 |  | 19.2
2020-09-29 13:00 | LONG | LONG | BALP | 8.94 | 28 |  | 28 | 19.06 |  | 19.06 | 9.13 | 28 |  | 28 | 18.87 |  | 18.87 | 8.8 | 28 |  | 28 | 19.2 |  | 19.2
2020-09-29 14:00 | LONG | LONG | BALP | 8.94 | 28 |  | 28 | 19.06 |  | 19.06 | 9.13 | 28 |  | 28 | 18.87 |  | 18.87 | 8.8 | 28 |  | 28 | 19.2 |  | 19.2
2020-09-29 15:00 | LONG | LONG | BALP | 8.94 | 28 |  | 28 | 19.06 |  | 19.06 | 9.13 | 28 |  | 28 | 18.87 |  | 18.87 | 8.8 | 28 |  | 28 | 19.2 |  | 19.2
2020-09-29 16:00 | LONG | LONG | BALP | 8.94 | 28 |  | 28 | 19.06 |  | 19.06 | 9.13 | 28 |  | 28 | 18.87 |  | 18.87 | 8.8 | 28 |  | 28 | 19.2 |  | 19.2
2020-09-29 17:00 | LONG | LONG | BALP | 8.94 | 28 |  | 28 | 19.06 |  | 19.06 | 9.13 | 28 |  | 28 | 18.87 |  | 18.87 | 8.8 | 28 |  | 28 | 19.2 |  | 19.2
2020-09-29 18:00 | LONG | LONG | BALP | 8.94 | 28 |  | 28 | 19.06 |  | 19.06 | 9.13 | 28 |  | 28 | 18.87 |  | 18.87 | 8.8 | 28 |  | 28 | 19.2 |  | 19.2
2020-09-29 19:00 | SHORT | SHORT | BALP | 8.94 | 74.69 | 74.69 |  | 83.63 | 83.63 |  | 9.13 | 74.69 | 74.69 |  | 83.82 | 83.82 |  | 8.8 | 74.69 | 74.69 |  | 83.49 | 83.49
2020-09-29 20:00 | LONG | LONG | BALP | 8.94 | 125.23 |  | 125.23 | 116.29 |  | 116.29 | 9.13 | 125.23 |  | 125.23 | 116.1 |  | 116.1 | 8.8 | 125.23 |  | 125.23 | 116.43 |  | 116.43
2020-09-29 21:00 | SHORT | SHORT | BALP | 8.94 | 56.14 | 56.14 |  | 65.08 | 65.08 |  | 9.13 | 56.14 | 56.14 |  | 65.27 | 65.27 |  | 8.8 | 56.14 | 56.14 |  | 64.94 | 64.94
2020-09-29 22:00 | LONG | LONG | BALP | 8.94 | 16 |  | 16 | 7.06 |  | 7.06 | 9.13 | 16 |  | 16 | 6.87 |  | 6.87 | 8.8 | 16 |  | 16 | 7.2 |  | 7.2
2020-09-29 23:00 | LONG | LONG | BALP | 8.94 | 26 |  | 26 | 17.06 |  | 17.06 | 9.13 | 26 |  | 26 | 16.87 |  | 16.87 | 8.8 | 26 |  | 26 | 17.2 |  | 17.2
2020-09-30 | LONG | LONG | BALP | 8.94 | 26.81 |  | 26.81 | 17.87 |  | 17.87 | 9.13 | 26.81 |  | 26.81 | 17.68 |  | 17.68 | 8.8 | 26.81 |  | 26.81 | 18.01 |  | 18.01
2020-09-30 01:00 | LONG | LONG | BALP | 8.94 | 26.46 |  | 26.46 | 17.52 |  | 17.52 | 9.13 | 26.46 |  | 26.46 | 17.33 |  | 17.33 | 8.8 | 26.46 |  | 26.46 | 17.66 |  | 17.66
2020-09-30 02:00 | LONG | LONG | VoAA | 8.94 | 42.3 |  | 42.3 | 33.36 |  | 33.36 | 9.13 | 34.64 |  | 34.64 | 25.51 |  | 25.51 | 8.8 | 23.56 |  | 23.56 | 14.76 |  | 14.76
2020-09-30 03:00 | LONG | LONG | BALP | 8.94 | 21.98 |  | 21.98 | 13.04 |  | 13.04 | 9.13 | 21.98 |  | 21.98 | 12.85 |  | 12.85 | 8.8 | 21.98 |  | 21.98 | 13.18 |  | 13.18
2020-09-30 04:00 | LONG | LONG | BALP | 8.94 | 23.7 |  | 23.7 | 14.76 |  | 14.76 | 9.13 | 23.7 |  | 23.7 | 14.57 |  | 14.57 | 8.8 | 23.7 |  | 23.7 | 14.9 |  | 14.9
2020-09-30 05:00 | LONG | LONG | VoAA | 8.94 | 37.3 |  | 37.3 | 28.36 |  | 28.36 | 9.13 | 37.7 |  | 37.7 | 28.57 |  | 28.57 | 8.8 | 26.93 |  | 26.93 | 18.13 |  | 18.13
2020-09-30 06:00 | LONG | LONG | BALP | 8.94 | 33 |  | 33 | 24.06 |  | 24.06 | 9.13 | 33 |  | 33 | 23.87 |  | 23.87 | 8.8 | 33 |  | 33 | 24.2 |  | 24.2
2020-09-30 07:00 | SHORT | LONG | BALP | 8.94 | 65.87 | 65.87 |  | 74.81 | 74.81 |  | 9.13 | 65.87 | 65.87 |  | 75 | 75 |  | 8.8 | 50.08 |  | 50.08 | 41.28 |  | 41.28
2020-09-30 08:00 | LONG | LONG | BALP | 8.94 | 60.87 |  | 60.87 | 51.93 |  | 51.93 | 9.13 | 60.87 |  | 60.87 | 51.74 |  | 51.74 | 8.8 | 60.87 |  | 60.87 | 52.07 |  | 52.07
2020-09-30 09:00 | LONG | LONG | VoAA | 8.94 | 38 |  | 38 | 29.06 |  | 29.06 | 9.13 | 54.38 |  | 54.38 | 45.25 |  | 45.25 | 8.8 | 71.06 |  | 71.06 | 62.26 |  | 62.26
2020-09-30 10:00 | LONG | LONG | BALP | 8.94 | 23 |  | 23 | 14.06 |  | 14.06 | 9.13 | 23 |  | 23 | 13.87 |  | 13.87 | 8.8 | 23 |  | 23 | 14.2 |  | 14.2
2020-09-30 11:00 | LONG | LONG | BALP | 8.94 | 40 |  | 40 | 31.06 |  | 31.06 | 9.13 | 40 |  | 40 | 30.87 |  | 30.87 | 8.8 | 40 |  | 40 | 31.2 |  | 31.2
2020-09-30 12:00 | LONG | LONG | BALP | 8.94 | 52.29 |  | 52.29 | 43.35 |  | 43.35 | 9.13 | 52.29 |  | 52.29 | 43.16 |  | 43.16 | 8.8 | 52.29 |  | 52.29 | 43.49 |  | 43.49
2020-09-30 13:00 | LONG | LONG | BALP | 8.94 | 49.17 |  | 49.17 | 40.23 |  | 40.23 | 9.13 | 49.17 |  | 49.17 | 40.04 |  | 40.04 | 8.8 | 49.17 |  | 49.17 | 40.37 |  | 40.37
2020-09-30 14:00 | LONG | LONG | BALP | 8.94 | 47.4 |  | 47.4 | 38.46 |  | 38.46 | 9.13 | 47.4 |  | 47.4 | 38.27 |  | 38.27 | 8.8 | 47.4 |  | 47.4 | 38.6 |  | 38.6
2020-09-30 15:00 | LONG | LONG | BALP | 8.94 | 22 |  | 22 | 13.06 |  | 13.06 | 9.13 | 22 |  | 22 | 12.87 |  | 12.87 | 8.8 | 22 |  | 22 | 13.2 |  | 13.2
2020-09-30 16:00 | LONG | LONG | BALP | 8.94 | 44.24 |  | 44.24 | 35.3 |  | 35.3 | 9.13 | 44.24 |  | 44.24 | 35.11 |  | 35.11 | 8.8 | 44.24 |  | 44.24 | 35.44 |  | 35.44
2020-09-30 17:00 | LONG | LONG | BALP | 8.94 | 47.32 |  | 47.32 | 38.38 |  | 38.38 | 9.13 | 47.32 |  | 47.32 | 38.19 |  | 38.19 | 8.8 | 47.32 |  | 47.32 | 38.52 |  | 38.52
2020-09-30 18:00 | LONG | LONG | BALP | 8.94 | 36 |  | 36 | 27.06 |  | 27.06 | 9.13 | 36 |  | 36 | 26.87 |  | 26.87 | 8.8 | 36 |  | 36 | 27.2 |  | 27.2
2020-09-30 19:00 | SHORT | SHORT | BALP | 8.94 | 75.69 | 75.69 |  | 84.63 | 84.63 |  | 9.13 | 75.69 | 75.69 |  | 84.82 | 84.82 |  | 8.8 | 75.69 | 75.69 |  | 84.49 | 84.49
2020-09-30 20:00 | SHORT | LONG | BALP | 8.94 | 71.69 | 71.69 |  | 80.63 | 80.63 |  | 9.13 | 71.69 | 71.69 |  | 80.82 | 80.82 |  | 8.8 | 70.69 |  | 70.69 | 61.89 |  | 61.89
2020-09-30 21:00 | LONG | LONG | BALP | 8.94 | 22 |  | 22 | 13.06 |  | 13.06 | 9.13 | 22 |  | 22 | 12.87 |  | 12.87 | 8.8 | 22 |  | 22 | 13.2 |  | 13.2
2020-09-30 22:00 | LONG | LONG | BALP | 8.94 | 23 |  | 23 | 14.06 |  | 14.06 | 9.13 | 23 |  | 23 | 13.87 |  | 13.87 | 8.8 | 23 |  | 23 | 14.2 |  | 14.2
2020-09-30 23:00 | LONG | LONG | BALP | 8.94 | 4.3 |  | 4.3 | -4.64 |  | -4.64 | 9.13 | 4.3 |  | 4.3 | -4.83 |  | -4.83 | 8.8 | 4.3 |  | 4.3 | -4.5 |  | -4.5
2020-10-01 | LONG | LONG | BALP | 12.32 | 23 |  | 23 | 10.68 |  | 10.68 | 12.49 | 23 |  | 23 | 10.51 |  | 10.51 | 12.3 | 23 |  | 23 | 10.7 |  | 10.7
2020-10-01 01:00 | LONG | LONG | VoAA | 12.32 | 5.45 |  | 5.45 | -6.87 |  | -6.87 | 12.49 | 12.65 |  | 12.65 | 0.16 |  | 0.16 | 12.3 | 17.85 |  | 17.85 | 5.55 |  | 5.55
2020-10-01 02:00 | LONG | LONG | BALP | 12.32 | 14.85 |  | 14.85 | 2.53 |  | 2.53 | 12.49 | 14.85 |  | 14.85 | 2.36 |  | 2.36 | 12.3 | 14.85 |  | 14.85 | 2.55 |  | 2.55
2020-10-01 03:00 | LONG | LONG | BALP | 12.32 | 15.04 |  | 15.04 | 2.72 |  | 2.72 | 12.49 | 15.04 |  | 15.04 | 2.55 |  | 2.55 | 12.3 | 15.04 |  | 15.04 | 2.74 |  | 2.74
2020-10-01 04:00 | LONG | LONG | BALP | 12.32 | 16.28 |  | 16.28 | 3.96 |  | 3.96 | 12.49 | 16.28 |  | 16.28 | 3.79 |  | 3.79 | 12.3 | 16.28 |  | 16.28 | 3.98 |  | 3.98
2020-10-01 05:00 | LONG | LONG | BALP | 12.32 | 20.26 |  | 20.26 | 7.94 |  | 7.94 | 12.49 | 20.26 |  | 20.26 | 7.77 |  | 7.77 | 12.3 | 20.26 |  | 20.26 | 7.96 |  | 7.96
2020-10-01 06:00 | SHORT | SHORT | VoAA | 12.32 | 44 | 44 |  | 56.32 | 56.32 |  | 12.49 | 43 | 43 |  | 55.49 | 55.49 |  | 12.3 | 30.62 | 30.62 |  | 42.92 | 42.92
2020-10-01 07:00 | SHORT | SHORT | BALP | 12.32 | 95 | 95 |  | 107.32 | 107.32 |  | 12.49 | 95 | 95 |  | 107.49 | 107.49 |  | 12.3 | 95 | 95 |  | 107.3 | 107.3
2020-10-01 08:00 | SHORT | SHORT | BALP | 12.32 | 95 | 95 |  | 107.32 | 107.32 |  | 12.49 | 95 | 95 |  | 107.49 | 107.49 |  | 12.3 | 95 | 95 |  | 107.3 | 107.3
2020-10-01 09:00 | SHORT | SHORT | BALP | 12.32 | 95 | 95 |  | 107.32 | 107.32 |  | 12.49 | 95 | 95 |  | 107.49 | 107.49 |  | 12.3 | 95 | 95 |  | 107.3 | 107.3
2020-10-01 10:00 | LONG | LONG | BALP | 12.32 | 49.91 |  | 49.91 | 37.59 |  | 37.59 | 12.49 | 49.91 |  | 49.91 | 37.42 |  | 37.42 | 12.3 | 49.91 |  | 49.91 | 37.61 |  | 37.61
2020-10-01 11:00 | LONG | LONG | BALP | 12.32 | 47.51 |  | 47.51 | 35.19 |  | 35.19 | 12.49 | 47.51 |  | 47.51 | 35.02 |  | 35.02 | 12.3 | 47.51 |  | 47.51 | 35.21 |  | 35.21
2020-10-01 12:00 | LONG | LONG | BALP | 12.32 | 38 |  | 38 | 25.68 |  | 25.68 | 12.49 | 38 |  | 38 | 25.51 |  | 25.51 | 12.3 | 38 |  | 38 | 25.7 |  | 25.7
2020-10-01 13:00 | SHORT | SHORT | BALP | 12.32 | 95 | 95 |  | 107.32 | 107.32 |  | 12.49 | 95 | 95 |  | 107.49 | 107.49 |  | 12.3 | 95 | 95 |  | 107.3 | 107.3
2020-10-01 14:00 | SHORT | SHORT | BALP | 12.32 | 95 | 95 |  | 107.32 | 107.32 |  | 12.49 | 95 | 95 |  | 107.49 | 107.49 |  | 12.3 | 95 | 95 |  | 107.3 | 107.3
2020-10-01 15:00 | LONG | LONG | VoAA | 12.32 | 42 |  | 42 | 29.68 |  | 29.68 | 12.49 | 47.96 |  | 47.96 | 35.47 |  | 35.47 | 12.3 | 61.4 |  | 61.4 | 49.1 |  | 49.1
2020-10-01 16:00 | SHORT | SHORT | BALP | 12.32 | 95 | 95 |  | 107.32 | 107.32 |  | 12.49 | 95 | 95 |  | 107.49 | 107.49 |  | 12.3 | 95 | 95 |  | 107.3 | 107.3
2020-10-01 17:00 | LONG | LONG | VoAA | 12.32 | 42 |  | 42 | 29.68 |  | 29.68 | 12.49 | 43 |  | 43 | 30.51 |  | 30.51 | 12.3 | 42.77 |  | 42.77 | 30.47 |  | 30.47
2020-10-01 18:00 | LONG | LONG | BALP | 12.32 | 42 |  | 42 | 29.68 |  | 29.68 | 12.49 | 42 |  | 42 | 29.51 |  | 29.51 | 12.3 | 42 |  | 42 | 29.7 |  | 29.7
2020-10-01 19:00 | LONG | LONG | BALP | 12.32 | 38 |  | 38 | 25.68 |  | 25.68 | 12.49 | 38 |  | 38 | 25.51 |  | 25.51 | 12.3 | 38 |  | 38 | 25.7 |  | 25.7
2020-10-01 20:00 | LONG | LONG | BALP | 12.32 | 10 |  | 10 | -2.32 |  | -2.32 | 12.49 | 10 |  | 10 | -2.49 |  | -2.49 | 12.3 | 10 |  | 10 | -2.3 |  | -2.3
2020-10-01 21:00 | LONG | LONG | BALP | 12.32 | 10 |  | 10 | -2.32 |  | -2.32 | 12.49 | 10 |  | 10 | -2.49 |  | -2.49 | 12.3 | 10 |  | 10 | -2.3 |  | -2.3
2020-10-01 22:00 | LONG | LONG | BALP | 12.32 | 10 |  | 10 | -2.32 |  | -2.32 | 12.49 | 10 |  | 10 | -2.49 |  | -2.49 | 12.3 | 10 |  | 10 | -2.3 |  | -2.3
2020-10-01 23:00 | LONG | LONG | BALP | 12.32 | 10 |  | 10 | -2.32 |  | -2.32 | 12.49 | 10 |  | 10 | -2.49 |  | -2.49 | 12.3 | 10 |  | 10 | -2.3 |  | -2.3
2020-10-02 | LONG | LONG | BALP | 12.32 | 1 |  | 1 | -11.32 |  | -11.32 | 12.49 | 1 |  | 1 | -11.49 |  | -11.49 | 12.3 | 1 |  | 1 | -11.3 |  | -11.3
2020-10-02 01:00 | LONG | LONG | BALP | 12.32 | 5 |  | 5 | -7.32 |  | -7.32 | 12.49 | 5 |  | 5 | -7.49 |  | -7.49 | 12.3 | 5 |  | 5 | -7.3 |  | -7.3
2020-10-02 02:00 | LONG | LONG | BALP | 12.32 | 6.65 |  | 6.65 | -5.67 |  | -5.67 | 12.49 | 6.65 |  | 6.65 | -5.84 |  | -5.84 | 12.3 | 6.65 |  | 6.65 | -5.65 |  | -5.65
2020-10-02 03:00 | LONG | LONG | BALP | 12.32 | 5.77 |  | 5.77 | -6.55 |  | -6.55 | 12.49 | 5.77 |  | 5.77 | -6.72 |  | -6.72 | 12.3 | 5.77 |  | 5.77 | -6.53 |  | -6.53
2020-10-02 04:00 | LONG | LONG | BALP | 12.32 | 7.59 |  | 7.59 | -4.73 |  | -4.73 | 12.49 | 7.59 |  | 7.59 | -4.9 |  | -4.9 | 12.3 | 7.59 |  | 7.59 | -4.71 |  | -4.71
2020-10-02 05:00 | LONG | LONG | BALP | 12.32 | 8.59 |  | 8.59 | -3.73 |  | -3.73 | 12.49 | 8.59 |  | 8.59 | -3.9 |  | -3.9 | 12.3 | 8.59 |  | 8.59 | -3.71 |  | -3.71
2020-10-02 06:00 | LONG | LONG | BALP | 12.32 | 1.1 |  | 1.1 | -11.22 |  | -11.22 | 12.49 | 1.1 |  | 1.1 | -11.39 |  | -11.39 | 12.3 | 1.1 |  | 1.1 | -11.2 |  | -11.2
2020-10-02 07:00 | LONG | LONG | VoAA | 12.32 | 33.8 |  | 33.8 | 21.48 |  | 21.48 | 12.49 | 34.8 |  | 34.8 | 22.31 |  | 22.31 | 12.3 | 42.69 |  | 42.69 | 30.39 |  | 30.39
2020-10-02 08:00 | LONG | LONG | BALP | 12.32 | 21 |  | 21 | 8.68 |  | 8.68 | 12.49 | 21 |  | 21 | 8.51 |  | 8.51 | 12.3 | 21 |  | 21 | 8.7 |  | 8.7
2020-10-02 09:00 | SHORT | SHORT | BALP | 12.32 | 95 | 95 |  | 107.32 | 107.32 |  | 12.49 | 95 | 95 |  | 107.49 | 107.49 |  | 12.3 | 95 | 95 |  | 107.3 | 107.3
2020-10-02 10:00 | SHORT | SHORT | BALP | 12.32 | 58.5 | 58.5 |  | 70.82 | 70.82 |  | 12.49 | 58.5 | 58.5 |  | 70.99 | 70.99 |  | 12.3 | 58.5 | 58.5 |  | 70.8 | 70.8
2020-10-02 11:00 | LONG | LONG | VoAA | 12.32 | 33.8 |  | 33.8 | 21.48 |  | 21.48 | 12.49 | 34.8 |  | 34.8 | 22.31 |  | 22.31 | 12.3 | 47.93 |  | 47.93 | 35.63 |  | 35.63
2020-10-02 12:00 | LONG | LONG | BALP | 12.32 | 18 |  | 18 | 5.68 |  | 5.68 | 12.49 | 18 |  | 18 | 5.51 |  | 5.51 | 12.3 | 18 |  | 18 | 5.7 |  | 5.7
2020-10-02 13:00 | LONG | LONG | BALP | 12.32 | 20 |  | 20 | 7.68 |  | 7.68 | 12.49 | 20 |  | 20 | 7.51 |  | 7.51 | 12.3 | 20 |  | 20 | 7.7 |  | 7.7
2020-10-02 14:00 | LONG | LONG | BALP | 12.32 | 29.8 |  | 29.8 | 17.48 |  | 17.48 | 12.49 | 29.8 |  | 29.8 | 17.31 |  | 17.31 | 12.3 | 29.8 |  | 29.8 | 17.5 |  | 17.5
2020-10-02 15:00 | LONG | LONG | BALP | 12.32 | 19.8 |  | 19.8 | 7.48 |  | 7.48 | 12.49 | 19.8 |  | 19.8 | 7.31 |  | 7.31 | 12.3 | 19.8 |  | 19.8 | 7.5 |  | 7.5
2020-10-02 16:00 | LONG | LONG | BALP | 12.32 | 41.77 |  | 41.77 | 29.45 |  | 29.45 | 12.49 | 41.77 |  | 41.77 | 29.28 |  | 29.28 | 12.3 | 41.77 |  | 41.77 | 29.47 |  | 29.47
2020-10-02 17:00 | SHORT | SHORT | BALP | 12.32 | 95 | 95 |  | 107.32 | 107.32 |  | 12.49 | 95 | 95 |  | 107.49 | 107.49 |  | 12.3 | 95 | 95 |  | 107.3 | 107.3
2020-10-02 18:00 | LONG | LONG | BALP | 12.32 | 27.8 |  | 27.8 | 15.48 |  | 15.48 | 12.49 | 27.8 |  | 27.8 | 15.31 |  | 15.31 | 12.3 | 27.8 |  | 27.8 | 15.5 |  | 15.5
2020-10-02 19:00 | LONG | LONG | BALP | 12.32 | 19.8 |  | 19.8 | 7.48 |  | 7.48 | 12.49 | 19.8 |  | 19.8 | 7.31 |  | 7.31 | 12.3 | 19.8 |  | 19.8 | 7.5 |  | 7.5
2020-10-02 20:00 | LONG | LONG | BALP | 12.32 | 19.8 |  | 19.8 | 7.48 |  | 7.48 | 12.49 | 19.8 |  | 19.8 | 7.31 |  | 7.31 | 12.3 | 19.8 |  | 19.8 | 7.5 |  | 7.5
2020-10-02 21:00 | LONG | LONG | BALP | 12.32 | 0.45 |  | 0.45 | -11.87 |  | -11.87 | 12.49 | 0.45 |  | 0.45 | -12.04 |  | -12.04 | 12.3 | 0.45 |  | 0.45 | -11.85 |  | -11.85
2020-10-02 22:00 | LONG | LONG | BALP | 12.32 | -7.02 |  | -7.02 | -19.34 |  | -19.34 | 12.49 | -7.02 |  | -7.02 | -19.51 |  | -19.51 | 12.3 | -7.02 |  | -7.02 | -19.32 |  | -19.32
2020-10-02 23:00 | LONG | LONG | BALP | 12.32 | -7.02 |  | -7.02 | -19.34 |  | -19.34 | 12.49 | -7.02 |  | -7.02 | -19.51 |  | -19.51 | 12.3 | -7.02 |  | -7.02 | -19.32 |  | -19.32
2020-10-03 | LONG | LONG | BALP | 12.32 | 0 |  | 0 | -12.32 |  | -12.32 | 12.49 | 0 |  | 0 | -12.49 |  | -12.49 | 12.3 | 0 |  | 0 | -12.3 |  | -12.3
2020-10-03 01:00 | LONG | LONG | BALP | 12.32 | 0.5 |  | 0.5 | -11.82 |  | -11.82 | 12.49 | 0.5 |  | 0.5 | -11.99 |  | -11.99 | 12.3 | 0.5 |  | 0.5 | -11.8 |  | -11.8
2020-10-03 02:00 | LONG | LONG | BALP | 12.32 | 2.77 |  | 2.77 | -9.55 |  | -9.55 | 12.49 | 2.77 |  | 2.77 | -9.72 |  | -9.72 | 12.3 | 2.77 |  | 2.77 | -9.53 |  | -9.53
2020-10-03 03:00 | LONG | LONG | BALP | 12.32 | 2 |  | 2 | -10.32 |  | -10.32 | 12.49 | 2 |  | 2 | -10.49 |  | -10.49 | 12.3 | 2 |  | 2 | -10.3 |  | -10.3
2020-10-03 04:00 | LONG | LONG | BALP | 12.32 | 1.84 |  | 1.84 | -10.48 |  | -10.48 | 12.49 | 1.84 |  | 1.84 | -10.65 |  | -10.65 | 12.3 | 1.84 |  | 1.84 | -10.46 |  | -10.46
2020-10-03 05:00 | LONG | LONG | BALP | 12.32 | 4.22 |  | 4.22 | -8.1 |  | -8.1 | 12.49 | 4.22 |  | 4.22 | -8.27 |  | -8.27 | 12.3 | 4.22 |  | 4.22 | -8.08 |  | -8.08
2020-10-03 06:00 | LONG | LONG | BALP | 12.32 | 22.44 |  | 22.44 | 10.12 |  | 10.12 | 12.49 | 22.44 |  | 22.44 | 9.95 |  | 9.95 | 12.3 | 22.44 |  | 22.44 | 10.14 |  | 10.14
2020-10-03 07:00 | LONG | LONG | BALP | 12.32 | 14.86 |  | 14.86 | 2.54 |  | 2.54 | 12.49 | 14.86 |  | 14.86 | 2.37 |  | 2.37 | 12.3 | 14.86 |  | 14.86 | 2.56 |  | 2.56
2020-10-03 08:00 | LONG | LONG | BALP | 12.32 | 1 |  | 1 | -11.32 |  | -11.32 | 12.49 | 1 |  | 1 | -11.49 |  | -11.49 | 12.3 | 1 |  | 1 | -11.3 |  | -11.3
2020-10-03 09:00 | SHORT | SHORT | BALP | 12.32 | 95 | 95 |  | 107.32 | 107.32 |  | 12.49 | 95 | 95 |  | 107.49 | 107.49 |  | 12.3 | 95 | 95 |  | 107.3 | 107.3
2020-10-03 10:00 | SHORT | SHORT | BALP | 12.32 | 95 | 95 |  | 107.32 | 107.32 |  | 12.49 | 95 | 95 |  | 107.49 | 107.49 |  | 12.3 | 95 | 95 |  | 107.3 | 107.3
2020-10-03 11:00 | SHORT | SHORT | VoAA | 12.32 | 35.1 | 35.1 |  | 47.42 | 47.42 |  | 12.49 | 34.1 | 34.1 |  | 46.59 | 46.59 |  | 12.3 | 48.01 | 48.01 |  | 60.31 | 60.31
2020-10-03 12:00 | LONG | LONG | VoAA | 12.32 | 33.1 |  | 33.1 | 20.78 |  | 20.78 | 12.49 | 34.1 |  | 34.1 | 21.61 |  | 21.61 | 12.3 | 48.02 |  | 48.02 | 35.72 |  | 35.72
2020-10-03 13:00 | LONG | LONG | BALP | 12.32 | 25.4 |  | 25.4 | 13.08 |  | 13.08 | 12.49 | 25.4 |  | 25.4 | 12.91 |  | 12.91 | 12.3 | 25.4 |  | 25.4 | 13.1 |  | 13.1
2020-10-03 14:00 | LONG | LONG | VoAA | 12.32 | 33.1 |  | 33.1 | 20.78 |  | 20.78 | 12.49 | 36.57 |  | 36.57 | 24.08 |  | 24.08 | 12.3 | 35.05 |  | 35.05 | 22.75 |  | 22.75
2020-10-03 15:00 | LONG | LONG | BALP | 12.32 | 0.1 |  | 0.1 | -12.22 |  | -12.22 | 12.49 | 0.1 |  | 0.1 | -12.39 |  | -12.39 | 12.3 | 0.1 |  | 0.1 | -12.2 |  | -12.2
2020-10-03 16:00 | LONG | LONG | BALP | 12.32 | 0.1 |  | 0.1 | -12.22 |  | -12.22 | 12.49 | 0.1 |  | 0.1 | -12.39 |  | -12.39 | 12.3 | 0.1 |  | 0.1 | -12.2 |  | -12.2
2020-10-03 17:00 | LONG | LONG | BALP | 12.32 | 0.1 |  | 0.1 | -12.22 |  | -12.22 | 12.49 | 0.1 |  | 0.1 | -12.39 |  | -12.39 | 12.3 | 0.1 |  | 0.1 | -12.2 |  | -12.2
2020-10-03 18:00 | LONG | LONG | BALP | 12.32 | 0.1 |  | 0.1 | -12.22 |  | -12.22 | 12.49 | 0.1 |  | 0.1 | -12.39 |  | -12.39 | 12.3 | 0.1 |  | 0.1 | -12.2 |  | -12.2
2020-10-03 19:00 | LONG | LONG | BALP | 12.32 | 19.1 |  | 19.1 | 6.78 |  | 6.78 | 12.49 | 19.1 |  | 19.1 | 6.61 |  | 6.61 | 12.3 | 19.1 |  | 19.1 | 6.8 |  | 6.8
2020-10-03 20:00 | LONG | LONG | BALP | 12.32 | 14.1 |  | 14.1 | 1.78 |  | 1.78 | 12.49 | 14.1 |  | 14.1 | 1.61 |  | 1.61 | 12.3 | 14.1 |  | 14.1 | 1.8 |  | 1.8
2020-10-03 21:00 | LONG | LONG | BALP | 12.32 | 14.21 |  | 14.21 | 1.89 |  | 1.89 | 12.49 | 14.21 |  | 14.21 | 1.72 |  | 1.72 | 12.3 | 14.21 |  | 14.21 | 1.91 |  | 1.91
2020-10-03 22:00 | LONG | LONG | BALP | 12.32 | 4.93 |  | 4.93 | -7.39 |  | -7.39 | 12.49 | 4.93 |  | 4.93 | -7.56 |  | -7.56 | 12.3 | 4.93 |  | 4.93 | -7.37 |  | -7.37
2020-10-03 23:00 | LONG | LONG | BALP | 12.32 | 3.2 |  | 3.2 | -9.12 |  | -9.12 | 12.49 | 3.2 |  | 3.2 | -9.29 |  | -9.29 | 12.3 | 3.2 |  | 3.2 | -9.1 |  | -9.1
2020-10-04 | LONG | LONG | BALP | 12.32 | 2.5 |  | 2.5 | -9.82 |  | -9.82 | 12.49 | 2.5 |  | 2.5 | -9.99 |  | -9.99 | 12.3 | 2.5 |  | 2.5 | -9.8 |  | -9.8
2020-10-04 01:00 | LONG | LONG | BALP | 12.32 | 3.01 |  | 3.01 | -9.31 |  | -9.31 | 12.49 | 3.01 |  | 3.01 | -9.48 |  | -9.48 | 12.3 | 3.01 |  | 3.01 | -9.29 |  | -9.29
2020-10-04 02:00 | LONG | LONG | VoAA | 12.32 | 0 |  | 0 | -12.32 |  | -12.32 | 12.49 | 9.52 |  | 9.52 | -2.97 |  | -2.97 | 12.3 | 14.04 |  | 14.04 | 1.74 |  | 1.74
2020-10-04 03:00 | LONG | LONG | VoAA | 12.32 | 0 |  | 0 | -12.32 |  | -12.32 | 12.49 | 9.52 |  | 9.52 | -2.97 |  | -2.97 | 12.3 | 14.03 |  | 14.03 | 1.73 |  | 1.73
2020-10-04 04:00 | LONG | LONG | BALP | 12.32 | 3.01 |  | 3.01 | -9.31 |  | -9.31 | 12.49 | 3.01 |  | 3.01 | -9.48 |  | -9.48 | 12.3 | 3.01 |  | 3.01 | -9.29 |  | -9.29
2020-10-04 05:00 | LONG | LONG | BALP | 12.32 | -1.83 |  | -1.83 | -14.15 |  | -14.15 | 12.49 | -1.83 |  | -1.83 | -14.32 |  | -14.32 | 12.3 | -1.83 |  | -1.83 | -14.13 |  | -14.13
2020-10-04 06:00 | LONG | LONG | BALP | 12.32 | -1.83 |  | -1.83 | -14.15 |  | -14.15 | 12.49 | -1.83 |  | -1.83 | -14.32 |  | -14.32 | 12.3 | -1.83 |  | -1.83 | -14.13 |  | -14.13
2020-10-04 07:00 | LONG | LONG | BALP | 12.32 | -1.83 |  | -1.83 | -14.15 |  | -14.15 | 12.49 | -1.83 |  | -1.83 | -14.32 |  | -14.32 | 12.3 | -1.83 |  | -1.83 | -14.13 |  | -14.13
2020-10-04 08:00 | LONG | LONG | BALP | 12.32 | 0 |  | 0 | -12.32 |  | -12.32 | 12.49 | 0 |  | 0 | -12.49 |  | -12.49 | 12.3 | 0 |  | 0 | -12.3 |  | -12.3
2020-10-04 09:00 | LONG | LONG | BALP | 12.32 | 0.5 |  | 0.5 | -11.82 |  | -11.82 | 12.49 | 0.5 |  | 0.5 | -11.99 |  | -11.99 | 12.3 | 0.5 |  | 0.5 | -11.8 |  | -11.8
2020-10-04 10:00 | LONG | LONG | BALP | 12.32 | 7.28 |  | 7.28 | -5.04 |  | -5.04 | 12.49 | 7.28 |  | 7.28 | -5.21 |  | -5.21 | 12.3 | 7.28 |  | 7.28 | -5.02 |  | -5.02
2020-10-04 11:00 | SHORT | SHORT | VoAA | 12.32 | 35.5 | 35.5 |  | 47.82 | 47.82 |  | 12.49 | 34.5 | 34.5 |  | 46.99 | 46.99 |  | 12.3 | 35.03 | 35.03 |  | 47.33 | 47.33
2020-10-04 12:00 | SHORT | SHORT | BALP | 12.32 | 35.5 | 35.5 |  | 47.82 | 47.82 |  | 12.49 | 35.5 | 35.5 |  | 47.99 | 47.99 |  | 12.3 | 35.5 | 35.5 |  | 47.8 | 47.8
2020-10-04 13:00 | SHORT | LONG | BALP | 12.32 | 48.5 | 48.5 |  | 60.82 | 60.82 |  | 12.49 | 48.5 | 48.5 |  | 60.99 | 60.99 |  | 12.3 | 35.01 |  | 35.01 | 22.71 |  | 22.71
2020-10-04 14:00 | LONG | LONG | VoAA | 12.32 | -15.3 |  | -15.3 | -27.62 |  | -27.62 | 12.49 | 10.1 |  | 10.1 | -2.39 |  | -2.39 | 12.3 | 35.02 |  | 35.02 | 22.72 |  | 22.72
2020-10-04 15:00 | LONG | LONG | BALP | 12.32 | 4.99 |  | 4.99 | -7.33 |  | -7.33 | 12.49 | 4.99 |  | 4.99 | -7.5 |  | -7.5 | 12.3 | 4.99 |  | 4.99 | -7.31 |  | -7.31
2020-10-04 16:00 | LONG | LONG | BALP | 12.32 | 4.99 |  | 4.99 | -7.33 |  | -7.33 | 12.49 | 4.99 |  | 4.99 | -7.5 |  | -7.5 | 12.3 | 4.99 |  | 4.99 | -7.31 |  | -7.31
2020-10-04 17:00 | LONG | LONG | BALP | 12.32 | 5.3 |  | 5.3 | -7.02 |  | -7.02 | 12.49 | 5.3 |  | 5.3 | -7.19 |  | -7.19 | 12.3 | 5.3 |  | 5.3 | -7 |  | -7
2020-10-04 18:00 | LONG | LONG | BALP | 12.32 | 16.35 |  | 16.35 | 4.03 |  | 4.03 | 12.49 | 16.35 |  | 16.35 | 3.86 |  | 3.86 | 12.3 | 16.35 |  | 16.35 | 4.05 |  | 4.05
2020-10-04 19:00 | SHORT | SHORT | BALP | 12.32 | 48.5 | 48.5 |  | 60.82 | 60.82 |  | 12.49 | 48.5 | 48.5 |  | 60.99 | 60.99 |  | 12.3 | 48.5 | 48.5 |  | 60.8 | 60.8
2020-10-04 20:00 | SHORT | SHORT | BALP | 12.32 | 52.93 | 52.93 |  | 65.25 | 65.25 |  | 12.49 | 52.93 | 52.93 |  | 65.42 | 65.42 |  | 12.3 | 52.93 | 52.93 |  | 65.23 | 65.23
2020-10-04 21:00 | LONG | LONG | BALP | 12.32 | 1 |  | 1 | -11.32 |  | -11.32 | 12.49 | 1 |  | 1 | -11.49 |  | -11.49 | 12.3 | 1 |  | 1 | -11.3 |  | -11.3
2020-10-04 22:00 | LONG | LONG | BALP | 12.32 | 18.52 |  | 18.52 | 6.2 |  | 6.2 | 12.49 | 18.52 |  | 18.52 | 6.03 |  | 6.03 | 12.3 | 18.52 |  | 18.52 | 6.22 |  | 6.22
2020-10-04 23:00 | LONG | LONG | BALP | 12.32 | 15.91 |  | 15.91 | 3.59 |  | 3.59 | 12.49 | 15.91 |  | 15.91 | 3.42 |  | 3.42 | 12.3 | 15.91 |  | 15.91 | 3.61 |  | 3.61
2020-10-05 | SHORT | SHORT | VoAA | 12.32 | 9.83 | 9.83 |  | 22.15 | 22.15 |  | 12.49 | 4.92 | 4.92 |  | 17.41 | 17.41 |  | 12.3 | 11.09 | 11.09 |  | 23.39 | 23.39
2020-10-05 01:00 | SHORT | SHORT | BALP | 12.32 | 54.1 | 54.1 |  | 66.42 | 66.42 |  | 12.49 | 54.1 | 54.1 |  | 66.59 | 66.59 |  | 12.3 | 54.1 | 54.1 |  | 66.4 | 66.4
2020-10-05 02:00 | LONG | LONG | BALP | 12.32 | 4.91 |  | 4.91 | -7.41 |  | -7.41 | 12.49 | 4.91 |  | 4.91 | -7.58 |  | -7.58 | 12.3 | 4.91 |  | 4.91 | -7.39 |  | -7.39
2020-10-05 03:00 | LONG | LONG | BALP | 12.32 | 4.88 |  | 4.88 | -7.44 |  | -7.44 | 12.49 | 4.88 |  | 4.88 | -7.61 |  | -7.61 | 12.3 | 4.88 |  | 4.88 | -7.42 |  | -7.42
2020-10-05 04:00 | LONG | LONG | BALP | 12.32 | 6.08 |  | 6.08 | -6.24 |  | -6.24 | 12.49 | 6.08 |  | 6.08 | -6.41 |  | -6.41 | 12.3 | 6.08 |  | 6.08 | -6.22 |  | -6.22
2020-10-05 05:00 | LONG | LONG | BALP | 12.32 | 2 |  | 2 | -10.32 |  | -10.32 | 12.49 | 2 |  | 2 | -10.49 |  | -10.49 | 12.3 | 2 |  | 2 | -10.3 |  | -10.3
2020-10-05 06:00 | LONG | LONG | BALP | 12.32 | 1.38 |  | 1.38 | -10.94 |  | -10.94 | 12.49 | 1.38 |  | 1.38 | -11.11 |  | -11.11 | 12.3 | 1.38 |  | 1.38 | -10.92 |  | -10.92
2020-10-05 07:00 | SHORT | SHORT | BALP | 12.32 | 63.94 | 63.94 |  | 76.26 | 76.26 |  | 12.49 | 63.94 | 63.94 |  | 76.43 | 76.43 |  | 12.3 | 63.94 | 63.94 |  | 76.24 | 76.24
2020-10-05 08:00 | LONG | LONG | BALP | 12.32 | 17.59 |  | 17.59 | 5.27 |  | 5.27 | 12.49 | 17.59 |  | 17.59 | 5.1 |  | 5.1 | 12.3 | 17.59 |  | 17.59 | 5.29 |  | 5.29
2020-10-05 09:00 | LONG | LONG | BALP | 12.32 | 14.5 |  | 14.5 | 2.18 |  | 2.18 | 12.49 | 14.5 |  | 14.5 | 2.01 |  | 2.01 | 12.3 | 14.5 |  | 14.5 | 2.2 |  | 2.2
2020-10-05 10:00 | LONG | LONG | BALP | 12.32 | 1 |  | 1 | -11.32 |  | -11.32 | 12.49 | 1 |  | 1 | -11.49 |  | -11.49 | 12.3 | 1 |  | 1 | -11.3 |  | -11.3
2020-10-05 11:00 | LONG | LONG | BALP | 12.32 | 2.1 |  | 2.1 | -10.22 |  | -10.22 | 12.49 | 2.1 |  | 2.1 | -10.39 |  | -10.39 | 12.3 | 2.1 |  | 2.1 | -10.2 |  | -10.2
2020-10-05 12:00 | LONG | LONG | BALP | 12.32 | 10 |  | 10 | -2.32 |  | -2.32 | 12.49 | 10 |  | 10 | -2.49 |  | -2.49 | 12.3 | 10 |  | 10 | -2.3 |  | -2.3
2020-10-05 13:00 | LONG | LONG | VoAA | 12.32 | 35.1 |  | 35.1 | 22.78 |  | 22.78 | 12.49 | 36.1 |  | 36.1 | 23.61 |  | 23.61 | 12.3 | 58.94 |  | 58.94 | 46.64 |  | 46.64
2020-10-05 14:00 | LONG | LONG | BALP | 12.32 | 12 |  | 12 | -0.32 |  | -0.32 | 12.49 | 12 |  | 12 | -0.49 |  | -0.49 | 12.3 | 12 |  | 12 | -0.3 |  | -0.3
2020-10-05 15:00 | LONG | LONG | BALP | 12.32 | 17 |  | 17 | 4.68 |  | 4.68 | 12.49 | 17 |  | 17 | 4.51 |  | 4.51 | 12.3 | 17 |  | 17 | 4.7 |  | 4.7
2020-10-05 16:00 | LONG | LONG | BALP | 12.32 | 1 |  | 1 | -11.32 |  | -11.32 | 12.49 | 1 |  | 1 | -11.49 |  | -11.49 | 12.3 | 1 |  | 1 | -11.3 |  | -11.3
2020-10-05 17:00 | LONG | LONG | BALP | 12.32 | 1 |  | 1 | -11.32 |  | -11.32 | 12.49 | 1 |  | 1 | -11.49 |  | -11.49 | 12.3 | 1 |  | 1 | -11.3 |  | -11.3
2020-10-05 18:00 | SHORT | SHORT | BALP | 12.32 | 53.44 | 53.44 |  | 65.76 | 65.76 |  | 12.49 | 53.44 | 53.44 |  | 65.93 | 65.93 |  | 12.3 | 53.44 | 53.44 |  | 65.74 | 65.74
2020-10-05 19:00 | SHORT | SHORT | BALP | 12.32 | 77.31 | 77.31 |  | 89.63 | 89.63 |  | 12.49 | 77.31 | 77.31 |  | 89.8 | 89.8 |  | 12.3 | 77.31 | 77.31 |  | 89.61 | 89.61
2020-10-05 20:00 | LONG | LONG | BALP | 12.32 | 52.67 |  | 52.67 | 40.35 |  | 40.35 | 12.49 | 52.67 |  | 52.67 | 40.18 |  | 40.18 | 12.3 | 52.67 |  | 52.67 | 40.37 |  | 40.37
2020-10-05 21:00 | LONG | LONG | BALP | 12.32 | 31.73 |  | 31.73 | 19.41 |  | 19.41 | 12.49 | 31.73 |  | 31.73 | 19.24 |  | 19.24 | 12.3 | 31.73 |  | 31.73 | 19.43 |  | 19.43
2020-10-05 22:00 | LONG | LONG | BALP | 12.32 | 26.9 |  | 26.9 | 14.58 |  | 14.58 | 12.49 | 26.9 |  | 26.9 | 14.41 |  | 14.41 | 12.3 | 26.9 |  | 26.9 | 14.6 |  | 14.6
2020-10-05 23:00 | LONG | LONG | BALP | 12.32 | 24.16 |  | 24.16 | 11.84 |  | 11.84 | 12.49 | 24.16 |  | 24.16 | 11.67 |  | 11.67 | 12.3 | 24.16 |  | 24.16 | 11.86 |  | 11.86
2020-10-06 | LONG | LONG | BALP | 12.32 | -6.34 |  | -6.34 | -18.66 |  | -18.66 | 12.49 | -6.34 |  | -6.34 | -18.83 |  | -18.83 | 12.3 | -6.34 |  | -6.34 | -18.64 |  | -18.64
2020-10-06 01:00 | LONG | LONG | BALP | 12.32 | 19.72 |  | 19.72 | 7.4 |  | 7.4 | 12.49 | 19.72 |  | 19.72 | 7.23 |  | 7.23 | 12.3 | 19.72 |  | 19.72 | 7.42 |  | 7.42
2020-10-06 02:00 | LONG | LONG | BALP | 12.32 | 19 |  | 19 | 6.68 |  | 6.68 | 12.49 | 19 |  | 19 | 6.51 |  | 6.51 | 12.3 | 19 |  | 19 | 6.7 |  | 6.7
2020-10-06 03:00 | LONG | LONG | BALP | 12.32 | 17.79 |  | 17.79 | 5.47 |  | 5.47 | 12.49 | 17.79 |  | 17.79 | 5.3 |  | 5.3 | 12.3 | 17.79 |  | 17.79 | 5.49 |  | 5.49
2020-10-06 04:00 | LONG | LONG | BALP | 12.32 | 10.74 |  | 10.74 | -1.58 |  | -1.58 | 12.49 | 10.74 |  | 10.74 | -1.75 |  | -1.75 | 12.3 | 10.74 |  | 10.74 | -1.56 |  | -1.56
2020-10-06 05:00 | LONG | LONG | BALP | 12.32 | 14.9 |  | 14.9 | 2.58 |  | 2.58 | 12.49 | 14.9 |  | 14.9 | 2.41 |  | 2.41 | 12.3 | 14.9 |  | 14.9 | 2.6 |  | 2.6
2020-10-06 06:00 | LONG | LONG | BALP | 12.32 | 2.4 |  | 2.4 | -9.92 |  | -9.92 | 12.49 | 2.4 |  | 2.4 | -10.09 |  | -10.09 | 12.3 | 2.4 |  | 2.4 | -9.9 |  | -9.9
2020-10-06 07:00 | LONG | LONG | BALP | 12.32 | 27 |  | 27 | 14.68 |  | 14.68 | 12.49 | 27 |  | 27 | 14.51 |  | 14.51 | 12.3 | 27 |  | 27 | 14.7 |  | 14.7
2020-10-06 08:00 | LONG | LONG | VoAA | 12.32 | 33.5 |  | 33.5 | 21.18 |  | 21.18 | 12.49 | 34.5 |  | 34.5 | 22.01 |  | 22.01 | 12.3 | 43.02 |  | 43.02 | 30.72 |  | 30.72
2020-10-06 09:00 | SHORT | SHORT | BALP | 12.32 | 47.99 | 47.99 |  | 60.31 | 60.31 |  | 12.49 | 47.99 | 47.99 |  | 60.48 | 60.48 |  | 12.3 | 47.99 | 47.99 |  | 60.29 | 60.29
2020-10-06 10:00 | SHORT | SHORT | BALP | 12.32 | 43.5 | 43.5 |  | 55.82 | 55.82 |  | 12.49 | 43.5 | 43.5 |  | 55.99 | 55.99 |  | 12.3 | 43.5 | 43.5 |  | 55.8 | 55.8
2020-10-06 11:00 | SHORT | SHORT | BALP | 12.32 | 43.5 | 43.5 |  | 55.82 | 55.82 |  | 12.49 | 43.5 | 43.5 |  | 55.99 | 55.99 |  | 12.3 | 43.5 | 43.5 |  | 55.8 | 55.8
2020-10-06 12:00 | LONG | LONG | VoAA | 12.32 | 33.5 |  | 33.5 | 21.18 |  | 21.18 | 12.49 | 34.5 |  | 34.5 | 22.01 |  | 22.01 | 12.3 | 37.02 |  | 37.02 | 24.72 |  | 24.72
2020-10-06 13:00 | LONG | LONG | BALP | 12.32 | 37.42 |  | 37.42 | 25.1 |  | 25.1 | 12.49 | 37.42 |  | 37.42 | 24.93 |  | 24.93 | 12.3 | 37.42 |  | 37.42 | 25.12 |  | 25.12
2020-10-06 14:00 | LONG | LONG | BALP | 12.32 | 1 |  | 1 | -11.32 |  | -11.32 | 12.49 | 1 |  | 1 | -11.49 |  | -11.49 | 12.3 | 1 |  | 1 | -11.3 |  | -11.3
2020-10-06 15:00 | LONG | LONG | BALP | 12.32 | 14.5 |  | 14.5 | 2.18 |  | 2.18 | 12.49 | 14.5 |  | 14.5 | 2.01 |  | 2.01 | 12.3 | 14.5 |  | 14.5 | 2.2 |  | 2.2
2020-10-06 16:00 | SHORT | SHORT | VoAA | 12.32 | 35.5 | 35.5 |  | 47.82 | 47.82 |  | 12.49 | 34.5 | 34.5 |  | 46.99 | 46.99 |  | 12.3 | 34.07 | 34.07 |  | 46.37 | 46.37
2020-10-06 17:00 | SHORT | SHORT | BALP | 12.32 | 45.08 | 45.08 |  | 57.4 | 57.4 |  | 12.49 | 45.08 | 45.08 |  | 57.57 | 57.57 |  | 12.3 | 45.08 | 45.08 |  | 57.38 | 57.38
2020-10-06 18:00 | SHORT | SHORT | BALP | 12.32 | 94 | 94 |  | 106.32 | 106.32 |  | 12.49 | 94 | 94 |  | 106.49 | 106.49 |  | 12.3 | 94 | 94 |  | 106.3 | 106.3
2020-10-06 19:00 | SHORT | SHORT | BALP | 12.32 | 95 | 95 |  | 107.32 | 107.32 |  | 12.49 | 95 | 95 |  | 107.49 | 107.49 |  | 12.3 | 95 | 95 |  | 107.3 | 107.3
2020-10-06 20:00 | SHORT | SHORT | BALP | 12.32 | 94 | 94 |  | 106.32 | 106.32 |  | 12.49 | 94 | 94 |  | 106.49 | 106.49 |  | 12.3 | 94 | 94 |  | 106.3 | 106.3
2020-10-06 21:00 | SHORT | SHORT | BALP | 12.32 | 36.5 | 36.5 |  | 48.82 | 48.82 |  | 12.49 | 36.5 | 36.5 |  | 48.99 | 48.99 |  | 12.3 | 36.5 | 36.5 |  | 48.8 | 48.8
2020-10-06 22:00 | LONG | LONG | BALP | 12.32 | 22.08 |  | 22.08 | 9.76 |  | 9.76 | 12.49 | 22.08 |  | 22.08 | 9.59 |  | 9.59 | 12.3 | 22.08 |  | 22.08 | 9.78 |  | 9.78
2020-10-06 23:00 | LONG | LONG | BALP | 12.32 | 20.07 |  | 20.07 | 7.75 |  | 7.75 | 12.49 | 20.07 |  | 20.07 | 7.58 |  | 7.58 | 12.3 | 20.07 |  | 20.07 | 7.77 |  | 7.77
2020-10-07 | LONG | LONG | BALP | 12.32 | 12.64 |  | 12.64 | 0.32 |  | 0.32 | 12.49 | 12.64 |  | 12.64 | 0.15 |  | 0.15 | 12.3 | 12.64 |  | 12.64 | 0.34 |  | 0.34
2020-10-07 01:00 | LONG | LONG | BALP | 12.32 | 6.27 |  | 6.27 | -6.05 |  | -6.05 | 12.49 | 6.27 |  | 6.27 | -6.22 |  | -6.22 | 12.3 | 6.27 |  | 6.27 | -6.03 |  | -6.03
2020-10-07 02:00 | LONG | LONG | BALP | 12.32 | 7.04 |  | 7.04 | -5.28 |  | -5.28 | 12.49 | 7.04 |  | 7.04 | -5.45 |  | -5.45 | 12.3 | 7.04 |  | 7.04 | -5.26 |  | -5.26
2020-10-07 03:00 | LONG | LONG | BALP | 12.32 | 6.48 |  | 6.48 | -5.84 |  | -5.84 | 12.49 | 6.48 |  | 6.48 | -6.01 |  | -6.01 | 12.3 | 6.48 |  | 6.48 | -5.82 |  | -5.82
2020-10-07 04:00 | LONG | LONG | BALP | 12.32 | 6.79 |  | 6.79 | -5.53 |  | -5.53 | 12.49 | 6.79 |  | 6.79 | -5.7 |  | -5.7 | 12.3 | 6.79 |  | 6.79 | -5.51 |  | -5.51
2020-10-07 05:00 | LONG | LONG | BALP | 12.32 | 10.23 |  | 10.23 | -2.09 |  | -2.09 | 12.49 | 10.23 |  | 10.23 | -2.26 |  | -2.26 | 12.3 | 10.23 |  | 10.23 | -2.07 |  | -2.07
2020-10-07 06:00 | LONG | SHORT | BALP | 12.32 | 28.05 |  | 28.05 | 15.73 |  | 15.73 | 12.49 | 28.05 |  | 28.05 | 15.56 |  | 15.56 | 12.3 | 28.05 | 28.05 |  | 40.35 | 40.35
2020-10-07 07:00 | SHORT | SHORT | BALP | 12.32 | 95 | 95 |  | 107.32 | 107.32 |  | 12.49 | 95 | 95 |  | 107.49 | 107.49 |  | 12.3 | 95 | 95 |  | 107.3 | 107.3
2020-10-07 08:00 | SHORT | SHORT | BALP | 12.32 | 95 | 95 |  | 107.32 | 107.32 |  | 12.49 | 95 | 95 |  | 107.49 | 107.49 |  | 12.3 | 95 | 95 |  | 107.3 | 107.3
2020-10-07 09:00 | SHORT | SHORT | BALP | 12.32 | 95 | 95 |  | 107.32 | 107.32 |  | 12.49 | 95 | 95 |  | 107.49 | 107.49 |  | 12.3 | 95 | 95 |  | 107.3 | 107.3
2020-10-07 10:00 | SHORT | SHORT | BALP | 12.32 | 95 | 95 |  | 107.32 | 107.32 |  | 12.49 | 95 | 95 |  | 107.49 | 107.49 |  | 12.3 | 95 | 95 |  | 107.3 | 107.3
2020-10-07 11:00 | SHORT | LONG | BALP | 12.32 | 94 | 94 |  | 106.32 | 106.32 |  | 12.49 | 94 | 94 |  | 106.49 | 106.49 |  | 12.3 | 52.19 |  | 52.19 | 39.89 |  | 39.89
2020-10-07 12:00 | LONG | LONG | VoAA | 12.32 | 33.4 |  | 33.4 | 21.08 |  | 21.08 | 12.49 | 34.4 |  | 34.4 | 21.91 |  | 21.91 | 12.3 | 51.51 |  | 51.51 | 39.21 |  | 39.21
2020-10-07 13:00 | LONG | LONG | VoAA | 12.32 | 33.4 |  | 33.4 | 21.08 |  | 21.08 | 12.49 | 34.4 |  | 34.4 | 21.91 |  | 21.91 | 12.3 | 52.13 |  | 52.13 | 39.83 |  | 39.83
2020-10-07 14:00 | LONG | LONG | BALP | 12.32 | 1 |  | 1 | -11.32 |  | -11.32 | 12.49 | 1 |  | 1 | -11.49 |  | -11.49 | 12.3 | 1 |  | 1 | -11.3 |  | -11.3
2020-10-07 15:00 | LONG | LONG | BALP | 12.32 | 16.65 |  | 16.65 | 4.33 |  | 4.33 | 12.49 | 16.65 |  | 16.65 | 4.16 |  | 4.16 | 12.3 | 16.65 |  | 16.65 | 4.35 |  | 4.35
2020-10-07 16:00 | LONG | LONG | BALP | 12.32 | 16.52 |  | 16.52 | 4.2 |  | 4.2 | 12.49 | 16.52 |  | 16.52 | 4.03 |  | 4.03 | 12.3 | 16.52 |  | 16.52 | 4.22 |  | 4.22
2020-10-07 17:00 | LONG | LONG | BALP | 12.32 | 14.4 |  | 14.4 | 2.08 |  | 2.08 | 12.49 | 14.4 |  | 14.4 | 1.91 |  | 1.91 | 12.3 | 14.4 |  | 14.4 | 2.1 |  | 2.1
2020-10-07 18:00 | SHORT | SHORT | BALP | 12.32 | 95 | 95 |  | 107.32 | 107.32 |  | 12.49 | 95 | 95 |  | 107.49 | 107.49 |  | 12.3 | 95 | 95 |  | 107.3 | 107.3
2020-10-07 19:00 | SHORT | SHORT | BALP | 12.32 | 95 | 95 |  | 107.32 | 107.32 |  | 12.49 | 95 | 95 |  | 107.49 | 107.49 |  | 12.3 | 95 | 95 |  | 107.3 | 107.3
2020-10-07 20:00 | LONG | LONG | BALP | 12.32 | 19.4 |  | 19.4 | 7.08 |  | 7.08 | 12.49 | 19.4 |  | 19.4 | 6.91 |  | 6.91 | 12.3 | 19.4 |  | 19.4 | 7.1 |  | 7.1
2020-10-07 21:00 | LONG | LONG | VoAA | 12.32 | 33.4 |  | 33.4 | 21.08 |  | 21.08 | 12.49 | 34.37 |  | 34.37 | 21.88 |  | 21.88 | 12.3 | 42.01 |  | 42.01 | 29.71 |  | 29.71
2020-10-07 22:00 | LONG | LONG | VoAA | 12.32 | 33.4 |  | 33.4 | 21.08 |  | 21.08 | 12.49 | 28.08 |  | 28.08 | 15.59 |  | 15.59 | 12.3 | 30.33 |  | 30.33 | 18.03 |  | 18.03
2020-10-07 23:00 | LONG | LONG | VoAA | 12.32 | 33.4 |  | 33.4 | 21.08 |  | 21.08 | 12.49 | 25.68 |  | 25.68 | 13.19 |  | 13.19 | 12.3 | 17.76 |  | 17.76 | 5.46 |  | 5.46
2020-10-08 | LONG | LONG | BALP | 12.32 | 12.96 |  | 12.96 | 0.64 |  | 0.64 | 12.49 | 12.96 |  | 12.96 | 0.47 |  | 0.47 | 12.3 | 12.96 |  | 12.96 | 0.66 |  | 0.66
2020-10-08 01:00 | LONG | LONG | BALP | 12.32 | 12.02 |  | 12.02 | -0.3 |  | -0.3 | 12.49 | 12.02 |  | 12.02 | -0.47 |  | -0.47 | 12.3 | 12.02 |  | 12.02 | -0.28 |  | -0.28
2020-10-08 02:00 | LONG | LONG | VoAA | 12.32 | -1.94 |  | -1.94 | -14.26 |  | -14.26 | 12.49 | 7.79 |  | 7.79 | -4.7 |  | -4.7 | 12.3 | 11.97 |  | 11.97 | -0.33 |  | -0.33
2020-10-08 03:00 | LONG | LONG | VoAA | 12.32 | -1.94 |  | -1.94 | -14.26 |  | -14.26 | 12.49 | 7.74 |  | 7.74 | -4.75 |  | -4.75 | 12.3 | 12.52 |  | 12.52 | 0.22 |  | 0.22
2020-10-08 04:00 | LONG | LONG | VoAA | 12.32 | -1.94 |  | -1.94 | -14.26 |  | -14.26 | 12.49 | 10.4 |  | 10.4 | -2.09 |  | -2.09 | 12.3 | 12.42 |  | 12.42 | 0.12 |  | 0.12
2020-10-08 05:00 | LONG | LONG | VoAA | 12.32 | -1.94 |  | -1.94 | -14.26 |  | -14.26 | 12.49 | 17.03 |  | 17.03 | 4.54 |  | 4.54 | 12.3 | 17.73 |  | 17.73 | 5.43 |  | 5.43
2020-10-08 06:00 | LONG | LONG | BALP | 12.32 | 34 |  | 34 | 21.68 |  | 21.68 | 12.49 | 34 |  | 34 | 21.51 |  | 21.51 | 12.3 | 34 |  | 34 | 21.7 |  | 21.7
2020-10-08 07:00 | SHORT | SHORT | BALP | 12.32 | 94 | 94 |  | 106.32 | 106.32 |  | 12.49 | 94 | 94 |  | 106.49 | 106.49 |  | 12.3 | 94 | 94 |  | 106.3 | 106.3
2020-10-08 08:00 | LONG | LONG | VoAA | 12.32 | 33.6 |  | 33.6 | 21.28 |  | 21.28 | 12.49 | 53.4 |  | 53.4 | 40.91 |  | 40.91 | 12.3 | 60.98 |  | 60.98 | 48.68 |  | 48.68
2020-10-08 09:00 | SHORT | SHORT | BALP | 12.32 | 95 | 95 |  | 107.32 | 107.32 |  | 12.49 | 95 | 95 |  | 107.49 | 107.49 |  | 12.3 | 95 | 95 |  | 107.3 | 107.3
2020-10-08 10:00 | SHORT | SHORT | BALP | 12.32 | 95 | 95 |  | 107.32 | 107.32 |  | 12.49 | 95 | 95 |  | 107.49 | 107.49 |  | 12.3 | 95 | 95 |  | 107.3 | 107.3
2020-10-08 11:00 | SHORT | SHORT | BALP | 12.32 | 95 | 95 |  | 107.32 | 107.32 |  | 12.49 | 95 | 95 |  | 107.49 | 107.49 |  | 12.3 | 95 | 95 |  | 107.3 | 107.3
2020-10-08 12:00 | LONG | LONG | BALP | 12.32 | 29.6 |  | 29.6 | 17.28 |  | 17.28 | 12.49 | 29.6 |  | 29.6 | 17.11 |  | 17.11 | 12.3 | 29.6 |  | 29.6 | 17.3 |  | 17.3
2020-10-08 13:00 | LONG | LONG | BALP | 12.32 | 29.6 |  | 29.6 | 17.28 |  | 17.28 | 12.49 | 29.6 |  | 29.6 | 17.11 |  | 17.11 | 12.3 | 29.6 |  | 29.6 | 17.3 |  | 17.3
2020-10-08 14:00 | LONG | LONG | BALP | 12.32 | 15 |  | 15 | 2.68 |  | 2.68 | 12.49 | 15 |  | 15 | 2.51 |  | 2.51 | 12.3 | 15 |  | 15 | 2.7 |  | 2.7
2020-10-08 15:00 | LONG | LONG | BALP | 12.32 | 19.6 |  | 19.6 | 7.28 |  | 7.28 | 12.49 | 19.6 |  | 19.6 | 7.11 |  | 7.11 | 12.3 | 19.6 |  | 19.6 | 7.3 |  | 7.3
2020-10-08 16:00 | LONG | LONG | VoAA | 12.32 | 33.6 |  | 33.6 | 21.28 |  | 21.28 | 12.49 | 45.42 |  | 45.42 | 32.93 |  | 32.93 | 12.3 | 52.77 |  | 52.77 | 40.47 |  | 40.47
2020-10-08 17:00 | LONG | LONG | BALP | 12.32 | 32 |  | 32 | 19.68 |  | 19.68 | 12.49 | 32 |  | 32 | 19.51 |  | 19.51 | 12.3 | 32 |  | 32 | 19.7 |  | 19.7
2020-10-08 18:00 | SHORT | SHORT | BALP | 12.32 | 63.6 | 63.6 |  | 75.92 | 75.92 |  | 12.49 | 63.6 | 63.6 |  | 76.09 | 76.09 |  | 12.3 | 63.6 | 63.6 |  | 75.9 | 75.9
2020-10-08 19:00 | SHORT | SHORT | BALP | 12.32 | 95 | 95 |  | 107.32 | 107.32 |  | 12.49 | 95 | 95 |  | 107.49 | 107.49 |  | 12.3 | 95 | 95 |  | 107.3 | 107.3
2020-10-08 20:00 | LONG | LONG | BALP | 12.32 | 14.6 |  | 14.6 | 2.28 |  | 2.28 | 12.49 | 14.6 |  | 14.6 | 2.11 |  | 2.11 | 12.3 | 14.6 |  | 14.6 | 2.3 |  | 2.3
2020-10-08 21:00 | LONG | LONG | BALP | 12.32 | -8.94 |  | -8.94 | -21.26 |  | -21.26 | 12.49 | -8.94 |  | -8.94 | -21.43 |  | -21.43 | 12.3 | -8.94 |  | -8.94 | -21.24 |  | -21.24
2020-10-08 22:00 | LONG | LONG | BALP | 12.32 | 19.46 |  | 19.46 | 7.14 |  | 7.14 | 12.49 | 19.46 |  | 19.46 | 6.97 |  | 6.97 | 12.3 | 19.46 |  | 19.46 | 7.16 |  | 7.16
2020-10-08 23:00 | LONG | LONG | BALP | 12.32 | 10.99 |  | 10.99 | -1.33 |  | -1.33 | 12.49 | 10.99 |  | 10.99 | -1.5 |  | -1.5 | 12.3 | 10.99 |  | 10.99 | -1.31 |  | -1.31
2020-10-09 | LONG | LONG | BALP | 12.32 | -13.57 |  | -13.57 | -25.89 |  | -25.89 | 12.49 | -13.57 |  | -13.57 | -26.06 |  | -26.06 | 12.3 | -13.57 |  | -13.57 | -25.87 |  | -25.87
2020-10-09 01:00 | LONG | LONG | BALP | 12.32 | 5 |  | 5 | -7.32 |  | -7.32 | 12.49 | 5 |  | 5 | -7.49 |  | -7.49 | 12.3 | 5 |  | 5 | -7.3 |  | -7.3
2020-10-09 02:00 | LONG | LONG | BALP | 12.32 | 4.57 |  | 4.57 | -7.75 |  | -7.75 | 12.49 | 4.57 |  | 4.57 | -7.92 |  | -7.92 | 12.3 | 4.57 |  | 4.57 | -7.73 |  | -7.73
2020-10-09 03:00 | LONG | LONG | VoAA | 12.32 | 10 |  | 10 | -2.32 |  | -2.32 | 12.49 | 11.98 |  | 11.98 | -0.51 |  | -0.51 | 12.3 | 8.64 |  | 8.64 | -3.66 |  | -3.66
2020-10-09 04:00 | LONG | LONG | VoAA | 12.32 | -6.57 |  | -6.57 | -18.89 |  | -18.89 | 12.49 | 7.24 |  | 7.24 | -5.25 |  | -5.25 | 12.3 | 8.95 |  | 8.95 | -3.35 |  | -3.35
2020-10-09 05:00 | LONG | LONG | VoAA | 12.32 | 38.9 |  | 38.9 | 26.58 |  | 26.58 | 12.49 | 36.93 |  | 36.93 | 24.44 |  | 24.44 | 12.3 | 16.04 |  | 16.04 | 3.74 |  | 3.74
2020-10-09 06:00 | LONG | LONG | BALP | 12.32 | 10 |  | 10 | -2.32 |  | -2.32 | 12.49 | 10 |  | 10 | -2.49 |  | -2.49 | 12.3 | 10 |  | 10 | -2.3 |  | -2.3
2020-10-09 07:00 | SHORT | SHORT | BALP | 12.32 | 66.1 | 66.1 |  | 78.42 | 78.42 |  | 12.49 | 66.1 | 66.1 |  | 78.59 | 78.59 |  | 12.3 | 66.1 | 66.1 |  | 78.4 | 78.4
2020-10-09 08:00 | SHORT | SHORT | BALP | 12.32 | 83.9 | 83.9 |  | 96.22 | 96.22 |  | 12.49 | 83.9 | 83.9 |  | 96.39 | 96.39 |  | 12.3 | 83.9 | 83.9 |  | 96.2 | 96.2
2020-10-09 09:00 | SHORT | SHORT | BALP | 12.32 | 63.2 | 63.2 |  | 75.52 | 75.52 |  | 12.49 | 63.2 | 63.2 |  | 75.69 | 75.69 |  | 12.3 | 63.2 | 63.2 |  | 75.5 | 75.5
2020-10-09 10:00 | SHORT | SHORT | BALP | 12.32 | 53.88 | 53.88 |  | 66.2 | 66.2 |  | 12.49 | 53.88 | 53.88 |  | 66.37 | 66.37 |  | 12.3 | 53.88 | 53.88 |  | 66.18 | 66.18
2020-10-09 11:00 | SHORT | LONG | BALP | 12.32 | 53.67 | 53.67 |  | 65.99 | 65.99 |  | 12.49 | 53.67 | 53.67 |  | 66.16 | 66.16 |  | 12.3 | 49.87 |  | 49.87 | 37.57 |  | 37.57
2020-10-09 12:00 | LONG | LONG | BALP | 12.32 | 48.67 |  | 48.67 | 36.35 |  | 36.35 | 12.49 | 48.67 |  | 48.67 | 36.18 |  | 36.18 | 12.3 | 48.67 |  | 48.67 | 36.37 |  | 36.37
2020-10-09 13:00 | SHORT | SHORT | BALP | 12.32 | 94 | 94 |  | 106.32 | 106.32 |  | 12.49 | 94 | 94 |  | 106.49 | 106.49 |  | 12.3 | 94 | 94 |  | 106.3 | 106.3
2020-10-09 14:00 | LONG | LONG | VoAA | 12.32 | 33.2 |  | 33.2 | 20.88 |  | 20.88 | 12.49 | 34.2 |  | 34.2 | 21.71 |  | 21.71 | 12.3 | 50.42 |  | 50.42 | 38.12 |  | 38.12
2020-10-09 15:00 | LONG | LONG | VoAA | 12.32 | 33.2 |  | 33.2 | 20.88 |  | 20.88 | 12.49 | 34.2 |  | 34.2 | 21.71 |  | 21.71 | 12.3 | 46.2 |  | 46.2 | 33.9 |  | 33.9
2020-10-09 16:00 | SHORT | SHORT | BALP | 12.32 | 48.26 | 48.26 |  | 60.58 | 60.58 |  | 12.49 | 48.26 | 48.26 |  | 60.75 | 60.75 |  | 12.3 | 48.26 | 48.26 |  | 60.56 | 60.56
2020-10-09 17:00 | SHORT | SHORT | BALP | 12.32 | 48.2 | 48.2 |  | 60.52 | 60.52 |  | 12.49 | 48.2 | 48.2 |  | 60.69 | 60.69 |  | 12.3 | 48.2 | 48.2 |  | 60.5 | 60.5
2020-10-09 18:00 | SHORT | SHORT | BALP | 12.32 | 95 | 95 |  | 107.32 | 107.32 |  | 12.49 | 95 | 95 |  | 107.49 | 107.49 |  | 12.3 | 95 | 95 |  | 107.3 | 107.3
2020-10-09 19:00 | SHORT | SHORT | BALP | 12.32 | 95 | 95 |  | 107.32 | 107.32 |  | 12.49 | 95 | 95 |  | 107.49 | 107.49 |  | 12.3 | 95 | 95 |  | 107.3 | 107.3
2020-10-09 20:00 | LONG | LONG | VoAA | 12.32 | 33.2 |  | 33.2 | 20.88 |  | 20.88 | 12.49 | 34.18 |  | 34.18 | 21.69 |  | 21.69 | 12.3 | 54.57 |  | 54.57 | 42.27 |  | 42.27
2020-10-09 21:00 | SHORT | SHORT | BALP | 12.32 | 28.41 | 28.41 |  | 40.73 | 40.73 |  | 12.49 | 28.41 | 28.41 |  | 40.9 | 40.9 |  | 12.3 | 28.41 | 28.41 |  | 40.71 | 40.71
2020-10-09 22:00 | SHORT | LONG | BALP | 12.32 | 23.41 | 23.41 |  | 35.73 | 35.73 |  | 12.49 | 23.41 | 23.41 |  | 35.9 | 35.9 |  | 12.3 | 23.41 |  | 23.41 | 11.11 |  | 11.11
2020-10-09 23:00 | SHORT | SHORT | BALP | 12.32 | 48.7 | 48.7 |  | 61.02 | 61.02 |  | 12.49 | 48.7 | 48.7 |  | 61.19 | 61.19 |  | 12.3 | 48.7 | 48.7 |  | 61 | 61
2020-10-10 | LONG | LONG | VoAA | 12.32 | 33 |  | 33 | 20.68 |  | 20.68 | 12.49 | 27.49 |  | 27.49 | 15 |  | 15 | 12.3 | 16.97 |  | 16.97 | 4.67 |  | 4.67
2020-10-10 01:00 | SHORT | SHORT | BALP | 12.32 | 95 | 95 |  | 107.32 | 107.32 |  | 12.49 | 95 | 95 |  | 107.49 | 107.49 |  | 12.3 | 95 | 95 |  | 107.3 | 107.3
2020-10-10 02:00 | SHORT | SHORT | VoAA | 12.32 | 35 | 35 |  | 47.32 | 47.32 |  | 12.49 | 34 | 34 |  | 46.49 | 46.49 |  | 12.3 | 16.04 | 16.04 |  | 28.34 | 28.34
2020-10-10 03:00 | LONG | LONG | BALP | 12.32 | 8 |  | 8 | -4.32 |  | -4.32 | 12.49 | 8 |  | 8 | -4.49 |  | -4.49 | 12.3 | 8 |  | 8 | -4.3 |  | -4.3
2020-10-10 04:00 | LONG | LONG | VoAA | 12.32 | -0.65 |  | -0.65 | -12.97 |  | -12.97 | 12.49 | 10.36 |  | 10.36 | -2.13 |  | -2.13 | 12.3 | 15.23 |  | 15.23 | 2.93 |  | 2.93
2020-10-10 05:00 | SHORT | SHORT | BALP | 12.32 | 68 | 68 |  | 80.32 | 80.32 |  | 12.49 | 68 | 68 |  | 80.49 | 80.49 |  | 12.3 | 68 | 68 |  | 80.3 | 80.3
2020-10-10 06:00 | SHORT | SHORT | BALP | 12.32 | 17.39 | 17.39 |  | 29.71 | 29.71 |  | 12.49 | 17.39 | 17.39 |  | 29.88 | 29.88 |  | 12.3 | 17.39 | 17.39 |  | 29.69 | 29.69
2020-10-10 07:00 | LONG | LONG | VoAA | 12.32 | 33 |  | 33 | 20.68 |  | 20.68 | 12.49 | 33.02 |  | 33.02 | 20.53 |  | 20.53 | 12.3 | 19.33 |  | 19.33 | 7.03 |  | 7.03
2020-10-10 08:00 | LONG | LONG | VoAA | 12.32 | 33 |  | 33 | 20.68 |  | 20.68 | 12.49 | 34 |  | 34 | 21.51 |  | 21.51 | 12.3 | 28.04 |  | 28.04 | 15.74 |  | 15.74
2020-10-10 09:00 | LONG | LONG | BALP | 12.32 | 29 |  | 29 | 16.68 |  | 16.68 | 12.49 | 29 |  | 29 | 16.51 |  | 16.51 | 12.3 | 29 |  | 29 | 16.7 |  | 16.7
2020-10-10 10:00 | SHORT | SHORT | VoAA | 12.32 | 35 | 35 |  | 47.32 | 47.32 |  | 12.49 | 34 | 34 |  | 46.49 | 46.49 |  | 12.3 | 37.41 | 37.41 |  | 49.71 | 49.71
2020-10-10 11:00 | SHORT | SHORT | BALP | 12.32 | 29.35 | 29.35 |  | 41.67 | 41.67 |  | 12.49 | 29.35 | 29.35 |  | 41.84 | 41.84 |  | 12.3 | 29.35 | 29.35 |  | 41.65 | 41.65
2020-10-10 12:00 | SHORT | SHORT | VoAA | 12.32 | 31.99 | 31.99 |  | 44.31 | 44.31 |  | 12.49 | 32.5 | 32.5 |  | 44.99 | 44.99 |  | 12.3 | 30.01 | 30.01 |  | 42.31 | 42.31
2020-10-10 13:00 | LONG | LONG | VoAA | 12.32 | 33 |  | 33 | 20.68 |  | 20.68 | 12.49 | 31.41 |  | 31.41 | 18.92 |  | 18.92 | 12.3 | 26.99 |  | 26.99 | 14.69 |  | 14.69
2020-10-10 14:00 | LONG | LONG | BALP | 12.32 | 24.81 |  | 24.81 | 12.49 |  | 12.49 | 12.49 | 24.81 |  | 24.81 | 12.32 |  | 12.32 | 12.3 | 24.81 |  | 24.81 | 12.51 |  | 12.51
2020-10-10 15:00 | SHORT | SHORT | BALP | 12.32 | 43 | 43 |  | 55.32 | 55.32 |  | 12.49 | 43 | 43 |  | 55.49 | 55.49 |  | 12.3 | 43 | 43 |  | 55.3 | 55.3
2020-10-10 16:00 | SHORT | SHORT | BALP | 12.32 | 48 | 48 |  | 60.32 | 60.32 |  | 12.49 | 48 | 48 |  | 60.49 | 60.49 |  | 12.3 | 48 | 48 |  | 60.3 | 60.3
2020-10-10 17:00 | SHORT | SHORT | BALP | 12.32 | 43 | 43 |  | 55.32 | 55.32 |  | 12.49 | 43 | 43 |  | 55.49 | 55.49 |  | 12.3 | 43 | 43 |  | 55.3 | 55.3
2020-10-10 18:00 | SHORT | SHORT | BALP | 12.32 | 48 | 48 |  | 60.32 | 60.32 |  | 12.49 | 48 | 48 |  | 60.49 | 60.49 |  | 12.3 | 48 | 48 |  | 60.3 | 60.3
2020-10-10 19:00 | SHORT | SHORT | BALP | 12.32 | 80 | 80 |  | 92.32 | 92.32 |  | 12.49 | 80 | 80 |  | 92.49 | 92.49 |  | 12.3 | 80 | 80 |  | 92.3 | 92.3
2020-10-10 20:00 | SHORT | SHORT | BALP | 12.32 | 42.5 | 42.5 |  | 54.82 | 54.82 |  | 12.49 | 42.5 | 42.5 |  | 54.99 | 54.99 |  | 12.3 | 42.5 | 42.5 |  | 54.8 | 54.8
2020-10-10 21:00 | SHORT | SHORT | BALP | 12.32 | 80 | 80 |  | 92.32 | 92.32 |  | 12.49 | 80 | 80 |  | 92.49 | 92.49 |  | 12.3 | 80 | 80 |  | 92.3 | 92.3
2020-10-10 22:00 | SHORT | SHORT | BALP | 12.32 | 68 | 68 |  | 80.32 | 80.32 |  | 12.49 | 68 | 68 |  | 80.49 | 80.49 |  | 12.3 | 68 | 68 |  | 80.3 | 80.3
2020-10-10 23:00 | SHORT | SHORT | BALP | 12.32 | 22.88 | 22.88 |  | 35.2 | 35.2 |  | 12.49 | 22.88 | 22.88 |  | 35.37 | 35.37 |  | 12.3 | 22.88 | 22.88 |  | 35.18 | 35.18
2020-10-11 | LONG | LONG | BALP | 12.32 | 17.88 |  | 17.88 | 5.56 |  | 5.56 | 12.49 | 17.88 |  | 17.88 | 5.39 |  | 5.39 | 12.3 | 17.88 |  | 17.88 | 5.58 |  | 5.58
2020-10-11 01:00 | SHORT | SHORT | BALP | 12.32 | 23.5 | 23.5 |  | 35.82 | 35.82 |  | 12.49 | 23.5 | 23.5 |  | 35.99 | 35.99 |  | 12.3 | 23.5 | 23.5 |  | 35.8 | 35.8
2020-10-11 02:00 | LONG | LONG | BALP | 12.32 | 18.5 |  | 18.5 | 6.18 |  | 6.18 | 12.49 | 18.5 |  | 18.5 | 6.01 |  | 6.01 | 12.3 | 18.5 |  | 18.5 | 6.2 |  | 6.2
2020-10-11 03:00 | LONG | LONG | VoAA | 12.32 | 0.5 |  | 0.5 | -11.82 |  | -11.82 | 12.49 | 12 |  | 12 | -0.49 |  | -0.49 | 12.3 | 18.03 |  | 18.03 | 5.73 |  | 5.73
2020-10-11 04:00 | LONG | LONG | BALP | 12.32 | 18.49 |  | 18.49 | 6.17 |  | 6.17 | 12.49 | 18.49 |  | 18.49 | 6 |  | 6 | 12.3 | 18.49 |  | 18.49 | 6.19 |  | 6.19
2020-10-11 05:00 | SHORT | SHORT | BALP | 12.32 | 51 | 51 |  | 63.32 | 63.32 |  | 12.49 | 51 | 51 |  | 63.49 | 63.49 |  | 12.3 | 51 | 51 |  | 63.3 | 63.3
2020-10-11 06:00 | LONG | LONG | VoAA | 12.32 | 0 |  | 0 | -12.32 |  | -12.32 | 12.49 | 21.5 |  | 21.5 | 9.01 |  | 9.01 | 12.3 | 20.08 |  | 20.08 | 7.78 |  | 7.78
2020-10-11 07:00 | LONG | LONG | VoAA | 12.32 | 41 |  | 41 | 28.68 |  | 28.68 | 12.49 | 37.01 |  | 37.01 | 24.52 |  | 24.52 | 12.3 | 19.24 |  | 19.24 | 6.94 |  | 6.94
2020-10-11 08:00 | SHORT | SHORT | VoAA | 12.32 | 29.25 | 29.25 |  | 41.57 | 41.57 |  | 12.49 | 11.38 | 11.38 |  | 23.87 | 23.87 |  | 12.3 | 28.02 | 28.02 |  | 40.32 | 40.32
2020-10-11 09:00 | SHORT | SHORT | BALP | 12.32 | 36.26 | 36.26 |  | 48.58 | 48.58 |  | 12.49 | 36.26 | 36.26 |  | 48.75 | 48.75 |  | 12.3 | 36.26 | 36.26 |  | 48.56 | 48.56
2020-10-11 10:00 | SHORT | SHORT | BALP | 12.32 | 52.1 | 52.1 |  | 64.42 | 64.42 |  | 12.49 | 52.1 | 52.1 |  | 64.59 | 64.59 |  | 12.3 | 52.1 | 52.1 |  | 64.4 | 64.4
2020-10-11 11:00 | SHORT | SHORT | BALP | 12.32 | 50.8 | 50.8 |  | 63.12 | 63.12 |  | 12.49 | 50.8 | 50.8 |  | 63.29 | 63.29 |  | 12.3 | 50.8 | 50.8 |  | 63.1 | 63.1
2020-10-11 12:00 | SHORT | SHORT | BALP | 12.32 | 50.8 | 50.8 |  | 63.12 | 63.12 |  | 12.49 | 50.8 | 50.8 |  | 63.29 | 63.29 |  | 12.3 | 50.8 | 50.8 |  | 63.1 | 63.1
2020-10-11 13:00 | LONG | LONG | BALP | 12.32 | 25.88 |  | 25.88 | 13.56 |  | 13.56 | 12.49 | 25.88 |  | 25.88 | 13.39 |  | 13.39 | 12.3 | 25.88 |  | 25.88 | 13.58 |  | 13.58
2020-10-11 14:00 | LONG | LONG | BALP | 12.32 | 25.71 |  | 25.71 | 13.39 |  | 13.39 | 12.49 | 25.71 |  | 25.71 | 13.22 |  | 13.22 | 12.3 | 25.71 |  | 25.71 | 13.41 |  | 13.41
2020-10-11 15:00 | LONG | LONG | VoAA | 12.32 | 35.8 |  | 35.8 | 23.48 |  | 23.48 | 12.49 | 34.08 |  | 34.08 | 21.59 |  | 21.59 | 12.3 | 27.11 |  | 27.11 | 14.81 |  | 14.81
2020-10-11 16:00 | LONG | LONG | BALP | 12.32 | 26.03 |  | 26.03 | 13.71 |  | 13.71 | 12.49 | 26.03 |  | 26.03 | 13.54 |  | 13.54 | 12.3 | 26.03 |  | 26.03 | 13.73 |  | 13.73
2020-10-11 17:00 | SHORT | SHORT | BALP | 12.32 | 70 | 70 |  | 82.32 | 82.32 |  | 12.49 | 70 | 70 |  | 82.49 | 82.49 |  | 12.3 | 70 | 70 |  | 82.3 | 82.3
2020-10-11 18:00 | LONG | SHORT | BALP | 12.32 | 30.14 |  | 30.14 | 17.82 |  | 17.82 | 12.49 | 30.14 |  | 30.14 | 17.65 |  | 17.65 | 12.3 | 32.75 | 32.75 |  | 45.05 | 45.05
2020-10-11 19:00 | SHORT | SHORT | BALP | 12.32 | 93 | 93 |  | 105.32 | 105.32 |  | 12.49 | 93 | 93 |  | 105.49 | 105.49 |  | 12.3 | 93 | 93 |  | 105.3 | 105.3
2020-10-11 20:00 | SHORT | SHORT | BALP | 12.32 | 70 | 70 |  | 82.32 | 82.32 |  | 12.49 | 70 | 70 |  | 82.49 | 82.49 |  | 12.3 | 70 | 70 |  | 82.3 | 82.3
2020-10-11 21:00 | SHORT | SHORT | BALP | 12.32 | 70 | 70 |  | 82.32 | 82.32 |  | 12.49 | 70 | 70 |  | 82.49 | 82.49 |  | 12.3 | 70 | 70 |  | 82.3 | 82.3
2020-10-11 22:00 | LONG | LONG | VoAA | 12.32 | 35.8 |  | 35.8 | 23.48 |  | 23.48 | 12.49 | 36.8 |  | 36.8 | 24.31 |  | 24.31 | 12.3 | 40.45 |  | 40.45 | 28.15 |  | 28.15
2020-10-11 23:00 | LONG | LONG | BALP | 12.32 | 28.49 |  | 28.49 | 16.17 |  | 16.17 | 12.49 | 28.49 |  | 28.49 | 16 |  | 16 | 12.3 | 28.49 |  | 28.49 | 16.19 |  | 16.19
2020-10-12 | SHORT | SHORT | VoAA | 12.32 | 29 | 29 |  | 41.32 | 41.32 |  | 12.49 | 30.65 | 30.65 |  | 43.14 | 43.14 |  | 12.3 | 32.82 | 32.82 |  | 45.12 | 45.12
2020-10-12 01:00 | LONG | LONG | VoAA | 12.32 | 32.9 |  | 32.9 | 20.58 |  | 20.58 | 12.49 | 30.12 |  | 30.12 | 17.63 |  | 17.63 | 12.3 | 24 |  | 24 | 11.7 |  | 11.7
2020-10-12 02:00 | LONG | LONG | VoAA | 12.32 | 37 |  | 37 | 24.68 |  | 24.68 | 12.49 | 31.68 |  | 31.68 | 19.19 |  | 19.19 | 12.3 | 22.34 |  | 22.34 | 10.04 |  | 10.04
2020-10-12 03:00 | LONG | LONG | VoAA | 12.32 | 37.7 |  | 37.7 | 25.38 |  | 25.38 | 12.49 | 32.22 |  | 32.22 | 19.73 |  | 19.73 | 12.3 | 21.35 |  | 21.35 | 9.05 |  | 9.05
2020-10-12 04:00 | LONG | LONG | VoAA | 12.32 | 37.8 |  | 37.8 | 25.48 |  | 25.48 | 12.49 | 33.5 |  | 33.5 | 21.01 |  | 21.01 | 12.3 | 21.73 |  | 21.73 | 9.43 |  | 9.43
2020-10-12 05:00 | LONG | LONG | VoAA | 12.32 | 33.4 |  | 33.4 | 21.08 |  | 21.08 | 12.49 | 33.62 |  | 33.62 | 21.13 |  | 21.13 | 12.3 | 24.19 |  | 24.19 | 11.89 |  | 11.89
2020-10-12 06:00 | LONG | LONG | BALP | 12.32 | 12.5 |  | 12.5 | 0.18 |  | 0.18 | 12.49 | 12.5 |  | 12.5 | 0.01 |  | 0.01 | 12.3 | 12.5 |  | 12.5 | 0.2 |  | 0.2
2020-10-12 07:00 | SHORT | SHORT | BALP | 12.32 | 80.5 | 80.5 |  | 92.82 | 92.82 |  | 12.49 | 80.5 | 80.5 |  | 92.99 | 92.99 |  | 12.3 | 80.5 | 80.5 |  | 92.8 | 92.8
2020-10-12 08:00 | SHORT | SHORT | BALP | 12.32 | 95 | 95 |  | 107.32 | 107.32 |  | 12.49 | 95 | 95 |  | 107.49 | 107.49 |  | 12.3 | 95 | 95 |  | 107.3 | 107.3
2020-10-12 09:00 | LONG | LONG | VoAA | 12.32 | 37.6 |  | 37.6 | 25.28 |  | 25.28 | 12.49 | 52.41 |  | 52.41 | 39.92 |  | 39.92 | 12.3 | 62.95 |  | 62.95 | 50.65 |  | 50.65
2020-10-12 10:00 | LONG | LONG | BALP | 12.32 | 61.08 |  | 61.08 | 48.76 |  | 48.76 | 12.49 | 61.08 |  | 61.08 | 48.59 |  | 48.59 | 12.3 | 61.08 |  | 61.08 | 48.78 |  | 48.78
2020-10-12 11:00 | LONG | LONG | BALP | 12.32 | 56.41 |  | 56.41 | 44.09 |  | 44.09 | 12.49 | 56.41 |  | 56.41 | 43.92 |  | 43.92 | 12.3 | 56.41 |  | 56.41 | 44.11 |  | 44.11
2020-10-12 12:00 | LONG | LONG | BALP | 12.32 | 53.69 |  | 53.69 | 41.37 |  | 41.37 | 12.49 | 53.69 |  | 53.69 | 41.2 |  | 41.2 | 12.3 | 53.69 |  | 53.69 | 41.39 |  | 41.39
2020-10-12 13:00 | LONG | LONG | VoAA | 12.32 | 40 |  | 40 | 27.68 |  | 27.68 | 12.49 | 53.63 |  | 53.63 | 41.14 |  | 41.14 | 12.3 | 62.25 |  | 62.25 | 49.95 |  | 49.95
2020-10-12 14:00 | LONG | LONG | VoAA | 12.32 | 40 |  | 40 | 27.68 |  | 27.68 | 12.49 | 53.62 |  | 53.62 | 41.13 |  | 41.13 | 12.3 | 62.26 |  | 62.26 | 49.96 |  | 49.96
2020-10-12 15:00 | SHORT | SHORT | BALP | 12.32 | 65.28 | 65.28 |  | 77.6 | 77.6 |  | 12.49 | 65.28 | 65.28 |  | 77.77 | 77.77 |  | 12.3 | 65.28 | 65.28 |  | 77.58 | 77.58
2020-10-12 16:00 | LONG | LONG | VoAA | 12.32 | 40 |  | 40 | 27.68 |  | 27.68 | 12.49 | 56.15 |  | 56.15 | 43.66 |  | 43.66 | 12.3 | 60.28 |  | 60.28 | 47.98 |  | 47.98
2020-10-12 17:00 | LONG | LONG | VoAA | 12.32 | 40 |  | 40 | 27.68 |  | 27.68 | 12.49 | 41 |  | 41 | 28.51 |  | 28.51 | 12.3 | 55.46 |  | 55.46 | 43.16 |  | 43.16
2020-10-12 18:00 | SHORT | SHORT | BALP | 12.32 | 61 | 61 |  | 73.32 | 73.32 |  | 12.49 | 61 | 61 |  | 73.49 | 73.49 |  | 12.3 | 61 | 61 |  | 73.3 | 73.3
2020-10-12 19:00 | SHORT | SHORT | BALP | 12.32 | 95 | 95 |  | 107.32 | 107.32 |  | 12.49 | 95 | 95 |  | 107.49 | 107.49 |  | 12.3 | 95 | 95 |  | 107.3 | 107.3
2020-10-12 20:00 | SHORT | SHORT | BALP | 12.32 | 78.68 | 78.68 |  | 91 | 91 |  | 12.49 | 78.68 | 78.68 |  | 91.17 | 91.17 |  | 12.3 | 78.68 | 78.68 |  | 90.98 | 90.98
2020-10-12 21:00 | LONG | LONG | BALP | 12.32 | 55.1 |  | 55.1 | 42.78 |  | 42.78 | 12.49 | 55.1 |  | 55.1 | 42.61 |  | 42.61 | 12.3 | 55.1 |  | 55.1 | 42.8 |  | 42.8
2020-10-12 22:00 | SHORT | SHORT | BALP | 12.32 | 48.4 | 48.4 |  | 60.72 | 60.72 |  | 12.49 | 48.4 | 48.4 |  | 60.89 | 60.89 |  | 12.3 | 48.4 | 48.4 |  | 60.7 | 60.7
2020-10-12 23:00 | SHORT | SHORT | VoAA | 12.32 | 34.8 | 34.8 |  | 47.12 | 47.12 |  | 12.49 | 33.8 | 33.8 |  | 46.29 | 46.29 |  | 12.3 | 38.58 | 38.58 |  | 50.88 | 50.88
2020-10-13 | SHORT | SHORT | BALP | 12.32 | 37.44 | 37.44 |  | 49.76 | 49.76 |  | 12.49 | 37.44 | 37.44 |  | 49.93 | 49.93 |  | 12.3 | 37.44 | 37.44 |  | 49.74 | 49.74
2020-10-13 01:00 | SHORT | SHORT | VoAA | 12.32 | 42.8 | 42.8 |  | 55.12 | 55.12 |  | 12.49 | 41.8 | 41.8 |  | 54.29 | 54.29 |  | 12.3 | 28.09 | 28.09 |  | 40.39 | 40.39
2020-10-13 02:00 | SHORT | SHORT | BALP | 12.32 | 95 | 95 |  | 107.32 | 107.32 |  | 12.49 | 95 | 95 |  | 107.49 | 107.49 |  | 12.3 | 95 | 95 |  | 107.3 | 107.3
2020-10-13 03:00 | SHORT | SHORT | BALP | 12.32 | 55.8 | 55.8 |  | 68.12 | 68.12 |  | 12.49 | 55.8 | 55.8 |  | 68.29 | 68.29 |  | 12.3 | 55.8 | 55.8 |  | 68.1 | 68.1
2020-10-13 04:00 | SHORT | SHORT | BALP | 12.32 | 55.8 | 55.8 |  | 68.12 | 68.12 |  | 12.49 | 55.8 | 55.8 |  | 68.29 | 68.29 |  | 12.3 | 55.8 | 55.8 |  | 68.1 | 68.1
2020-10-13 05:00 | SHORT | SHORT | BALP | 12.32 | 55.8 | 55.8 |  | 68.12 | 68.12 |  | 12.49 | 55.8 | 55.8 |  | 68.29 | 68.29 |  | 12.3 | 55.8 | 55.8 |  | 68.1 | 68.1
2020-10-13 06:00 | LONG | LONG | BALP | 12.32 | 35.52 |  | 35.52 | 23.2 |  | 23.2 | 12.49 | 35.52 |  | 35.52 | 23.03 |  | 23.03 | 12.3 | 35.52 |  | 35.52 | 23.22 |  | 23.22
2020-10-13 07:00 | SHORT | SHORT | BALP | 12.32 | 95 | 95 |  | 107.32 | 107.32 |  | 12.49 | 95 | 95 |  | 107.49 | 107.49 |  | 12.3 | 95 | 95 |  | 107.3 | 107.3
2020-10-13 08:00 | SHORT | SHORT | BALP | 12.32 | 133.81 | 133.81 |  | 146.13 | 146.13 |  | 12.49 | 133.81 | 133.81 |  | 146.3 | 146.3 |  | 12.3 | 133.81 | 133.81 |  | 146.11 | 146.11
2020-10-13 09:00 | SHORT | SHORT | BALP | 12.32 | 96.53 | 96.53 |  | 108.85 | 108.85 |  | 12.49 | 96.53 | 96.53 |  | 109.02 | 109.02 |  | 12.3 | 96.53 | 96.53 |  | 108.83 | 108.83
2020-10-13 10:00 | SHORT | SHORT | BALP | 12.32 | 81.7 | 81.7 |  | 94.02 | 94.02 |  | 12.49 | 81.7 | 81.7 |  | 94.19 | 94.19 |  | 12.3 | 81.7 | 81.7 |  | 94 | 94
2020-10-13 11:00 | SHORT | SHORT | BALP | 12.32 | 72.18 | 72.18 |  | 84.5 | 84.5 |  | 12.49 | 72.18 | 72.18 |  | 84.67 | 84.67 |  | 12.3 | 72.18 | 72.18 |  | 84.48 | 84.48
2020-10-13 12:00 | SHORT | SHORT | BALP | 12.32 | 68.18 | 68.18 |  | 80.5 | 80.5 |  | 12.49 | 68.18 | 68.18 |  | 80.67 | 80.67 |  | 12.3 | 68.18 | 68.18 |  | 80.48 | 80.48
2020-10-13 13:00 | SHORT | SHORT | BALP | 12.32 | 67.69 | 67.69 |  | 80.01 | 80.01 |  | 12.49 | 67.69 | 67.69 |  | 80.18 | 80.18 |  | 12.3 | 67.69 | 67.69 |  | 79.99 | 79.99
2020-10-13 14:00 | SHORT | SHORT | BALP | 12.32 | 63.69 | 63.69 |  | 76.01 | 76.01 |  | 12.49 | 63.69 | 63.69 |  | 76.18 | 76.18 |  | 12.3 | 63.69 | 63.69 |  | 75.99 | 75.99
2020-10-13 15:00 | SHORT | SHORT | BALP | 12.32 | 55 | 55 |  | 67.32 | 67.32 |  | 12.49 | 55 | 55 |  | 67.49 | 67.49 |  | 12.3 | 55 | 55 |  | 67.3 | 67.3
2020-10-13 16:00 | SHORT | SHORT | BALP | 12.32 | 50.69 | 50.69 |  | 63.01 | 63.01 |  | 12.49 | 50.69 | 50.69 |  | 63.18 | 63.18 |  | 12.3 | 50.69 | 50.69 |  | 62.99 | 62.99
2020-10-13 17:00 | SHORT | SHORT | BALP | 12.32 | 55 | 55 |  | 67.32 | 67.32 |  | 12.49 | 55 | 55 |  | 67.49 | 67.49 |  | 12.3 | 55 | 55 |  | 67.3 | 67.3
2020-10-13 18:00 | SHORT | SHORT | BALP | 12.32 | 95 | 95 |  | 107.32 | 107.32 |  | 12.49 | 95 | 95 |  | 107.49 | 107.49 |  | 12.3 | 95 | 95 |  | 107.3 | 107.3
2020-10-13 19:00 | SHORT | SHORT | BALP | 12.32 | 98 | 98 |  | 110.32 | 110.32 |  | 12.49 | 98 | 98 |  | 110.49 | 110.49 |  | 12.3 | 98 | 98 |  | 110.3 | 110.3
2020-10-13 20:00 | SHORT | SHORT | BALP | 12.32 | 95 | 95 |  | 107.32 | 107.32 |  | 12.49 | 95 | 95 |  | 107.49 | 107.49 |  | 12.3 | 95 | 95 |  | 107.3 | 107.3
2020-10-13 21:00 | SHORT | SHORT | VoAA | 12.32 | 42 | 42 |  | 54.32 | 54.32 |  | 12.49 | 41 | 41 |  | 53.49 | 53.49 |  | 12.3 | 30.35 | 30.35 |  | 42.65 | 42.65
2020-10-13 22:00 | SHORT | SHORT | BALP | 12.32 | 26.89 | 26.89 |  | 39.21 | 39.21 |  | 12.49 | 26.89 | 26.89 |  | 39.38 | 39.38 |  | 12.3 | 26.89 | 26.89 |  | 39.19 | 39.19
2020-10-13 23:00 | LONG | LONG | BALP | 12.32 | 16.57 |  | 16.57 | 4.25 |  | 4.25 | 12.49 | 16.57 |  | 16.57 | 4.08 |  | 4.08 | 12.3 | 16.57 |  | 16.57 | 4.27 |  | 4.27
2020-10-14 | SHORT | SHORT | BALP | 12.32 | 50 | 50 |  | 62.32 | 62.32 |  | 12.49 | 50 | 50 |  | 62.49 | 62.49 |  | 12.3 | 50 | 50 |  | 62.3 | 62.3
2020-10-14 01:00 | LONG | LONG | BALP | 12.32 | 15.3 |  | 15.3 | 2.98 |  | 2.98 | 12.49 | 15.3 |  | 15.3 | 2.81 |  | 2.81 | 12.3 | 15.3 |  | 15.3 | 3 |  | 3
2020-10-14 02:00 | LONG | LONG | BALP | 12.32 | 10.19 |  | 10.19 | -2.13 |  | -2.13 | 12.49 | 10.19 |  | 10.19 | -2.3 |  | -2.3 | 12.3 | 10.19 |  | 10.19 | -2.11 |  | -2.11
2020-10-14 03:00 | LONG | LONG | BALP | 12.32 | 10.19 |  | 10.19 | -2.13 |  | -2.13 | 12.49 | 10.19 |  | 10.19 | -2.3 |  | -2.3 | 12.3 | 10.19 |  | 10.19 | -2.11 |  | -2.11
2020-10-14 04:00 | LONG | LONG | BALP | 12.32 | 10.5 |  | 10.5 | -1.82 |  | -1.82 | 12.49 | 10.5 |  | 10.5 | -1.99 |  | -1.99 | 12.3 | 10.5 |  | 10.5 | -1.8 |  | -1.8
2020-10-14 05:00 | LONG | LONG | BALP | 12.32 | 12 |  | 12 | -0.32 |  | -0.32 | 12.49 | 12 |  | 12 | -0.49 |  | -0.49 | 12.3 | 12 |  | 12 | -0.3 |  | -0.3
2020-10-14 06:00 | LONG | LONG | BALP | 12.32 | -5.13 |  | -5.13 | -17.45 |  | -17.45 | 12.49 | -5.13 |  | -5.13 | -17.62 |  | -17.62 | 12.3 | -5.13 |  | -5.13 | -17.43 |  | -17.43
2020-10-14 07:00 | SHORT | SHORT | BALP | 12.32 | 50.58 | 50.58 |  | 62.9 | 62.9 |  | 12.49 | 50.58 | 50.58 |  | 63.07 | 63.07 |  | 12.3 | 50.58 | 50.58 |  | 62.88 | 62.88
2020-10-14 08:00 | LONG | LONG | BALP | 12.32 | 45.58 |  | 45.58 | 33.26 |  | 33.26 | 12.49 | 45.58 |  | 45.58 | 33.09 |  | 33.09 | 12.3 | 45.58 |  | 45.58 | 33.28 |  | 33.28
2020-10-14 09:00 | LONG | LONG | VoAA | 12.32 | 38.3 |  | 38.3 | 25.98 |  | 25.98 | 12.49 | 43.32 |  | 43.32 | 30.83 |  | 30.83 | 12.3 | 47.33 |  | 47.33 | 35.03 |  | 35.03
2020-10-14 10:00 | LONG | LONG | BALP | 12.32 | 50.25 |  | 50.25 | 37.93 |  | 37.93 | 12.49 | 50.25 |  | 50.25 | 37.76 |  | 37.76 | 12.3 | 50.25 |  | 50.25 | 37.95 |  | 37.95
2020-10-14 11:00 | SHORT | LONG | BALP | 12.32 | 94 | 94 |  | 106.32 | 106.32 |  | 12.49 | 94 | 94 |  | 106.49 | 106.49 |  | 12.3 | 45.72 |  | 45.72 | 33.42 |  | 33.42
2020-10-14 12:00 | LONG | LONG | BALP | 12.32 | 53.5 |  | 53.5 | 41.18 |  | 41.18 | 12.49 | 53.5 |  | 53.5 | 41.01 |  | 41.01 | 12.3 | 53.5 |  | 53.5 | 41.2 |  | 41.2
2020-10-14 13:00 | LONG | LONG | VoAA | 12.32 | 38.3 |  | 38.3 | 25.98 |  | 25.98 | 12.49 | 39.3 |  | 39.3 | 26.81 |  | 26.81 | 12.3 | 53.26 |  | 53.26 | 40.96 |  | 40.96
2020-10-14 14:00 | SHORT | SHORT | VoAA | 12.32 | 40.3 | 40.3 |  | 52.62 | 52.62 |  | 12.49 | 39.3 | 39.3 |  | 51.79 | 51.79 |  | 12.3 | 48.54 | 48.54 |  | 60.84 | 60.84
2020-10-14 15:00 | SHORT | SHORT | BALP | 12.32 | 53.3 | 53.3 |  | 65.62 | 65.62 |  | 12.49 | 53.3 | 53.3 |  | 65.79 | 65.79 |  | 12.3 | 53.3 | 53.3 |  | 65.6 | 65.6
2020-10-14 16:00 | SHORT | SHORT | BALP | 12.32 | 95 | 95 |  | 107.32 | 107.32 |  | 12.49 | 95 | 95 |  | 107.49 | 107.49 |  | 12.3 | 95 | 95 |  | 107.3 | 107.3
2020-10-14 17:00 | SHORT | SHORT | BALP | 12.32 | 54 | 54 |  | 66.32 | 66.32 |  | 12.49 | 54 | 54 |  | 66.49 | 66.49 |  | 12.3 | 54 | 54 |  | 66.3 | 66.3
2020-10-14 18:00 | SHORT | SHORT | BALP | 12.32 | 95 | 95 |  | 107.32 | 107.32 |  | 12.49 | 95 | 95 |  | 107.49 | 107.49 |  | 12.3 | 95 | 95 |  | 107.3 | 107.3
2020-10-14 19:00 | SHORT | SHORT | BALP | 12.32 | 70 | 70 |  | 82.32 | 82.32 |  | 12.49 | 70 | 70 |  | 82.49 | 82.49 |  | 12.3 | 70 | 70 |  | 82.3 | 82.3
2020-10-14 20:00 | SHORT | SHORT | VoAA | 12.32 | 40.3 | 40.3 |  | 52.62 | 52.62 |  | 12.49 | 39.3 | 39.3 |  | 51.79 | 51.79 |  | 12.3 | 55.03 | 55.03 |  | 67.33 | 67.33
2020-10-14 21:00 | LONG | LONG | BALP | 12.32 | 20.17 |  | 20.17 | 7.85 |  | 7.85 | 12.49 | 20.17 |  | 20.17 | 7.68 |  | 7.68 | 12.3 | 20.17 |  | 20.17 | 7.87 |  | 7.87
2020-10-14 22:00 | SHORT | SHORT | BALP | 12.32 | 48 | 48 |  | 60.32 | 60.32 |  | 12.49 | 48 | 48 |  | 60.49 | 60.49 |  | 12.3 | 48 | 48 |  | 60.3 | 60.3
2020-10-14 23:00 | SHORT | SHORT | BALP | 12.32 | 55.5 | 55.5 |  | 67.82 | 67.82 |  | 12.49 | 55.5 | 55.5 |  | 67.99 | 67.99 |  | 12.3 | 55.5 | 55.5 |  | 67.8 | 67.8
2020-10-15 | SHORT | SHORT | BALP | 12.32 | 50.4 | 50.4 |  | 62.72 | 62.72 |  | 12.49 | 50.4 | 50.4 |  | 62.89 | 62.89 |  | 12.3 | 50.4 | 50.4 |  | 62.7 | 62.7
2020-10-15 01:00 | SHORT | SHORT | BALP | 12.32 | 50.4 | 50.4 |  | 62.72 | 62.72 |  | 12.49 | 50.4 | 50.4 |  | 62.89 | 62.89 |  | 12.3 | 50.4 | 50.4 |  | 62.7 | 62.7
2020-10-15 02:00 | SHORT | SHORT | BALP | 12.32 | 50 | 50 |  | 62.32 | 62.32 |  | 12.49 | 50 | 50 |  | 62.49 | 62.49 |  | 12.3 | 50 | 50 |  | 62.3 | 62.3
2020-10-15 03:00 | SHORT | SHORT | BALP | 12.32 | 15.23 | 15.23 |  | 27.55 | 27.55 |  | 12.49 | 15.23 | 15.23 |  | 27.72 | 27.72 |  | 12.3 | 15.23 | 15.23 |  | 27.53 | 27.53
2020-10-15 04:00 | SHORT | SHORT | BALP | 12.32 | 48 | 48 |  | 60.32 | 60.32 |  | 12.49 | 48 | 48 |  | 60.49 | 60.49 |  | 12.3 | 48 | 48 |  | 60.3 | 60.3
2020-10-15 05:00 | SHORT | SHORT | BALP | 12.32 | 55.4 | 55.4 |  | 67.72 | 67.72 |  | 12.49 | 55.4 | 55.4 |  | 67.89 | 67.89 |  | 12.3 | 55.4 | 55.4 |  | 67.7 | 67.7
2020-10-15 06:00 | SHORT | LONG | BALP | 12.32 | 27.91 | 27.91 |  | 40.23 | 40.23 |  | 12.49 | 27.91 | 27.91 |  | 40.4 | 40.4 |  | 12.3 | 27.91 |  | 27.91 | 15.61 |  | 15.61
2020-10-15 07:00 | SHORT | SHORT | BALP | 12.32 | 95 | 95 |  | 107.32 | 107.32 |  | 12.49 | 95 | 95 |  | 107.49 | 107.49 |  | 12.3 | 95 | 95 |  | 107.3 | 107.3
2020-10-15 08:00 | SHORT | SHORT | BALP | 12.32 | 95 | 95 |  | 107.32 | 107.32 |  | 12.49 | 95 | 95 |  | 107.49 | 107.49 |  | 12.3 | 95 | 95 |  | 107.3 | 107.3
2020-10-15 09:00 | SHORT | SHORT | BALP | 12.32 | 95 | 95 |  | 107.32 | 107.32 |  | 12.49 | 95 | 95 |  | 107.49 | 107.49 |  | 12.3 | 95 | 95 |  | 107.3 | 107.3
2020-10-15 10:00 | SHORT | SHORT | BALP | 12.32 | 95 | 95 |  | 107.32 | 107.32 |  | 12.49 | 95 | 95 |  | 107.49 | 107.49 |  | 12.3 | 95 | 95 |  | 107.3 | 107.3
2020-10-15 11:00 | SHORT | SHORT | BALP | 12.32 | 95 | 95 |  | 107.32 | 107.32 |  | 12.49 | 95 | 95 |  | 107.49 | 107.49 |  | 12.3 | 95 | 95 |  | 107.3 | 107.3
2020-10-15 12:00 | SHORT | SHORT | BALP | 12.32 | 94 | 94 |  | 106.32 | 106.32 |  | 12.49 | 94 | 94 |  | 106.49 | 106.49 |  | 12.3 | 94 | 94 |  | 106.3 | 106.3
2020-10-15 13:00 | SHORT | SHORT | BALP | 12.32 | 95 | 95 |  | 107.32 | 107.32 |  | 12.49 | 95 | 95 |  | 107.49 | 107.49 |  | 12.3 | 95 | 95 |  | 107.3 | 107.3
2020-10-15 14:00 | SHORT | SHORT | BALP | 12.32 | 94 | 94 |  | 106.32 | 106.32 |  | 12.49 | 94 | 94 |  | 106.49 | 106.49 |  | 12.3 | 94 | 94 |  | 106.3 | 106.3
2020-10-15 15:00 | SHORT | SHORT | BALP | 12.32 | 45.64 | 45.64 |  | 57.96 | 57.96 |  | 12.49 | 45.64 | 45.64 |  | 58.13 | 58.13 |  | 12.3 | 45.64 | 45.64 |  | 57.94 | 57.94
2020-10-15 16:00 | SHORT | SHORT | VoAA | 12.32 | 40.3 | 40.3 |  | 52.62 | 52.62 |  | 12.49 | 39.3 | 39.3 |  | 51.79 | 51.79 |  | 12.3 | 44.14 | 44.14 |  | 56.44 | 56.44
2020-10-15 17:00 | SHORT | SHORT | BALP | 12.32 | 94 | 94 |  | 106.32 | 106.32 |  | 12.49 | 94 | 94 |  | 106.49 | 106.49 |  | 12.3 | 94 | 94 |  | 106.3 | 106.3
2020-10-15 18:00 | SHORT | SHORT | BALP | 12.32 | 95 | 95 |  | 107.32 | 107.32 |  | 12.49 | 95 | 95 |  | 107.49 | 107.49 |  | 12.3 | 95 | 95 |  | 107.3 | 107.3
2020-10-15 19:00 | SHORT | SHORT | BALP | 12.32 | 95 | 95 |  | 107.32 | 107.32 |  | 12.49 | 95 | 95 |  | 107.49 | 107.49 |  | 12.3 | 95 | 95 |  | 107.3 | 107.3
2020-10-15 20:00 | SHORT | SHORT | BALP | 12.32 | 67.17 | 67.17 |  | 79.49 | 79.49 |  | 12.49 | 67.17 | 67.17 |  | 79.66 | 79.66 |  | 12.3 | 67.17 | 67.17 |  | 79.47 | 79.47
2020-10-15 21:00 | SHORT | SHORT | BALP | 12.32 | 44.49 | 44.49 |  | 56.81 | 56.81 |  | 12.49 | 44.49 | 44.49 |  | 56.98 | 56.98 |  | 12.3 | 44.49 | 44.49 |  | 56.79 | 56.79
2020-10-15 22:00 | SHORT | SHORT | BALP | 12.32 | 50.4 | 50.4 |  | 62.72 | 62.72 |  | 12.49 | 50.4 | 50.4 |  | 62.89 | 62.89 |  | 12.3 | 50.4 | 50.4 |  | 62.7 | 62.7
2020-10-15 23:00 | SHORT | LONG | BALP | 12.32 | 25.01 | 25.01 |  | 37.33 | 37.33 |  | 12.49 | 25.01 | 25.01 |  | 37.5 | 37.5 |  | 12.3 | 30.43 |  | 30.43 | 18.13 |  | 18.13
2020-10-16 | LONG | LONG | BALP | 12.32 | 40.8 |  | 40.8 | 28.48 |  | 28.48 | 12.49 | 40.8 |  | 40.8 | 28.31 |  | 28.31 | 12.3 | 40.8 |  | 40.8 | 28.5 |  | 28.5
2020-10-16 01:00 | SHORT | SHORT | BALP | 12.32 | 52 | 52 |  | 64.32 | 64.32 |  | 12.49 | 52 | 52 |  | 64.49 | 64.49 |  | 12.3 | 52 | 52 |  | 64.3 | 64.3
2020-10-16 02:00 | SHORT | SHORT | BALP | 12.32 | 24.22 | 24.22 |  | 36.54 | 36.54 |  | 12.49 | 24.22 | 24.22 |  | 36.71 | 36.71 |  | 12.3 | 24.22 | 24.22 |  | 36.52 | 36.52
2020-10-16 03:00 | SHORT | SHORT | BALP | 12.32 | 50 | 50 |  | 62.32 | 62.32 |  | 12.49 | 50 | 50 |  | 62.49 | 62.49 |  | 12.3 | 50 | 50 |  | 62.3 | 62.3
2020-10-16 04:00 | SHORT | SHORT | BALP | 12.32 | 50 | 50 |  | 62.32 | 62.32 |  | 12.49 | 50 | 50 |  | 62.49 | 62.49 |  | 12.3 | 50 | 50 |  | 62.3 | 62.3
2020-10-16 05:00 | SHORT | SHORT | VoAA | 12.32 | 40.23 | 40.23 |  | 52.55 | 52.55 |  | 12.49 | 20.12 | 20.12 |  | 32.61 | 32.61 |  | 12.3 | 28.07 | 28.07 |  | 40.37 | 40.37
2020-10-16 06:00 | LONG | LONG | BALP | 12.32 | 9.1 |  | 9.1 | -3.22 |  | -3.22 | 12.49 | 9.1 |  | 9.1 | -3.39 |  | -3.39 | 12.3 | 9.1 |  | 9.1 | -3.2 |  | -3.2
2020-10-16 07:00 | SHORT | SHORT | BALP | 12.32 | 95 | 95 |  | 107.32 | 107.32 |  | 12.49 | 95 | 95 |  | 107.49 | 107.49 |  | 12.3 | 95 | 95 |  | 107.3 | 107.3
2020-10-16 08:00 | SHORT | SHORT | BALP | 12.32 | 65.1 | 65.1 |  | 77.42 | 77.42 |  | 12.49 | 65.1 | 65.1 |  | 77.59 | 77.59 |  | 12.3 | 65.1 | 65.1 |  | 77.4 | 77.4
2020-10-16 09:00 | SHORT | SHORT | BALP | 12.32 | 67.34 | 67.34 |  | 79.66 | 79.66 |  | 12.49 | 67.34 | 67.34 |  | 79.83 | 79.83 |  | 12.3 | 67.34 | 67.34 |  | 79.64 | 79.64
2020-10-16 10:00 | SHORT | SHORT | BALP | 12.32 | 63.34 | 63.34 |  | 75.66 | 75.66 |  | 12.49 | 63.34 | 63.34 |  | 75.83 | 75.83 |  | 12.3 | 63.34 | 63.34 |  | 75.64 | 75.64
2020-10-16 11:00 | SHORT | SHORT | BALP | 12.32 | 95 | 95 |  | 107.32 | 107.32 |  | 12.49 | 95 | 95 |  | 107.49 | 107.49 |  | 12.3 | 95 | 95 |  | 107.3 | 107.3
2020-10-16 12:00 | LONG | LONG | VoAA | 12.32 | 40 |  | 40 | 27.68 |  | 27.68 | 12.49 | 46.95 |  | 46.95 | 34.46 |  | 34.46 | 12.3 | 52.9 |  | 52.9 | 40.6 |  | 40.6
2020-10-16 13:00 | SHORT | LONG | BALP | 12.32 | 40.1 | 40.1 |  | 52.42 | 52.42 |  | 12.49 | 40.1 | 40.1 |  | 52.59 | 52.59 |  | 12.3 | 52.84 |  | 52.84 | 40.54 |  | 40.54
2020-10-16 14:00 | LONG | LONG | BALP | 12.32 | 47.58 |  | 47.58 | 35.26 |  | 35.26 | 12.49 | 47.58 |  | 47.58 | 35.09 |  | 35.09 | 12.3 | 47.58 |  | 47.58 | 35.28 |  | 35.28
2020-10-16 15:00 | LONG | LONG | VoAA | 12.32 | 38.1 |  | 38.1 | 25.78 |  | 25.78 | 12.49 | 41.55 |  | 41.55 | 29.06 |  | 29.06 | 12.3 | 45.23 |  | 45.23 | 32.93 |  | 32.93
2020-10-16 16:00 | SHORT | SHORT | BALP | 12.32 | 95 | 95 |  | 107.32 | 107.32 |  | 12.49 | 95 | 95 |  | 107.49 | 107.49 |  | 12.3 | 95 | 95 |  | 107.3 | 107.3
2020-10-16 17:00 | SHORT | SHORT | BALP | 12.32 | 47.42 | 47.42 |  | 59.74 | 59.74 |  | 12.49 | 47.42 | 47.42 |  | 59.91 | 59.91 |  | 12.3 | 47.42 | 47.42 |  | 59.72 | 59.72
2020-10-16 18:00 | SHORT | SHORT | BALP | 12.32 | 95 | 95 |  | 107.32 | 107.32 |  | 12.49 | 95 | 95 |  | 107.49 | 107.49 |  | 12.3 | 95 | 95 |  | 107.3 | 107.3
2020-10-16 19:00 | SHORT | SHORT | BALP | 12.32 | 95 | 95 |  | 107.32 | 107.32 |  | 12.49 | 95 | 95 |  | 107.49 | 107.49 |  | 12.3 | 95 | 95 |  | 107.3 | 107.3
2020-10-16 20:00 | LONG | LONG | VoAA | 12.32 | 38.1 |  | 38.1 | 25.78 |  | 25.78 | 12.49 | 41.35 |  | 41.35 | 28.86 |  | 28.86 | 12.3 | 58.56 |  | 58.56 | 46.26 |  | 46.26
2020-10-16 21:00 | SHORT | SHORT | VoAA | 12.32 | 36.9 | 36.9 |  | 49.22 | 49.22 |  | 12.49 | 35.9 | 35.9 |  | 48.39 | 48.39 |  | 12.3 | 39.59 | 39.59 |  | 51.89 | 51.89
2020-10-16 22:00 | SHORT | SHORT | BALP | 12.32 | 45.9 | 45.9 |  | 58.22 | 58.22 |  | 12.49 | 45.9 | 45.9 |  | 58.39 | 58.39 |  | 12.3 | 45.9 | 45.9 |  | 58.2 | 58.2
2020-10-16 23:00 | SHORT | SHORT | BALP | 12.32 | 70 | 70 |  | 82.32 | 82.32 |  | 12.49 | 70 | 70 |  | 82.49 | 82.49 |  | 12.3 | 70 | 70 |  | 82.3 | 82.3
2020-10-17 | SHORT | SHORT | BALP | 12.32 | 54.3 | 54.3 |  | 66.62 | 66.62 |  | 12.49 | 54.3 | 54.3 |  | 66.79 | 66.79 |  | 12.3 | 54.3 | 54.3 |  | 66.6 | 66.6
2020-10-17 01:00 | SHORT | SHORT | BALP | 12.32 | 95 | 95 |  | 107.32 | 107.32 |  | 12.49 | 95 | 95 |  | 107.49 | 107.49 |  | 12.3 | 95 | 95 |  | 107.3 | 107.3
2020-10-17 02:00 | SHORT | SHORT | BALP | 12.32 | 54.3 | 54.3 |  | 66.62 | 66.62 |  | 12.49 | 54.3 | 54.3 |  | 66.79 | 66.79 |  | 12.3 | 54.3 | 54.3 |  | 66.6 | 66.6
2020-10-17 03:00 | SHORT | SHORT | BALP | 12.32 | 54.3 | 54.3 |  | 66.62 | 66.62 |  | 12.49 | 54.3 | 54.3 |  | 66.79 | 66.79 |  | 12.3 | 54.3 | 54.3 |  | 66.6 | 66.6
2020-10-17 04:00 | SHORT | SHORT | BALP | 12.32 | 24.37 | 24.37 |  | 36.69 | 36.69 |  | 12.49 | 24.37 | 24.37 |  | 36.86 | 36.86 |  | 12.3 | 24.37 | 24.37 |  | 36.67 | 36.67
2020-10-17 05:00 | SHORT | SHORT | BALP | 12.32 | 54.3 | 54.3 |  | 66.62 | 66.62 |  | 12.49 | 54.3 | 54.3 |  | 66.79 | 66.79 |  | 12.3 | 54.3 | 54.3 |  | 66.6 | 66.6
2020-10-17 06:00 | SHORT | SHORT | BALP | 12.32 | 54.3 | 54.3 |  | 66.62 | 66.62 |  | 12.49 | 54.3 | 54.3 |  | 66.79 | 66.79 |  | 12.3 | 54.3 | 54.3 |  | 66.6 | 66.6
2020-10-17 07:00 | SHORT | LONG | BALP | 12.32 | 49.3 | 49.3 |  | 61.62 | 61.62 |  | 12.49 | 49.3 | 49.3 |  | 61.79 | 61.79 |  | 12.3 | 36.45 |  | 36.45 | 24.15 |  | 24.15
2020-10-17 08:00 | LONG | LONG | BALP | 12.32 | 19.61 |  | 19.61 | 7.29 |  | 7.29 | 12.49 | 19.61 |  | 19.61 | 7.12 |  | 7.12 | 12.3 | 19.61 |  | 19.61 | 7.31 |  | 7.31
2020-10-17 09:00 | SHORT | SHORT | VoAA | 12.32 | 35.6 | 35.6 |  | 47.92 | 47.92 |  | 12.49 | 34.6 | 34.6 |  | 47.09 | 47.09 |  | 12.3 | 45.11 | 45.11 |  | 57.41 | 57.41
2020-10-17 10:00 | SHORT | SHORT | BALP | 12.32 | 49.82 | 49.82 |  | 62.14 | 62.14 |  | 12.49 | 49.82 | 49.82 |  | 62.31 | 62.31 |  | 12.3 | 49.82 | 49.82 |  | 62.12 | 62.12
2020-10-17 11:00 | SHORT | SHORT | BALP | 12.32 | 95 | 95 |  | 107.32 | 107.32 |  | 12.49 | 95 | 95 |  | 107.49 | 107.49 |  | 12.3 | 95 | 95 |  | 107.3 | 107.3
2020-10-17 12:00 | SHORT | SHORT | BALP | 12.32 | 95 | 95 |  | 107.32 | 107.32 |  | 12.49 | 95 | 95 |  | 107.49 | 107.49 |  | 12.3 | 95 | 95 |  | 107.3 | 107.3
2020-10-17 13:00 | LONG | LONG | BALP | 12.32 | 18.95 |  | 18.95 | 6.63 |  | 6.63 | 12.49 | 18.95 |  | 18.95 | 6.46 |  | 6.46 | 12.3 | 18.95 |  | 18.95 | 6.65 |  | 6.65
2020-10-17 14:00 | LONG | LONG | VoAA | 12.32 | 33.6 |  | 33.6 | 21.28 |  | 21.28 | 12.49 | 34.6 |  | 34.6 | 22.11 |  | 22.11 | 12.3 | 36.87 |  | 36.87 | 24.57 |  | 24.57
2020-10-17 15:00 | LONG | LONG | VoAA | 12.32 | 33.6 |  | 33.6 | 21.28 |  | 21.28 | 12.49 | 29.56 |  | 29.56 | 17.07 |  | 17.07 | 12.3 | 32.06 |  | 32.06 | 19.76 |  | 19.76
2020-10-17 16:00 | SHORT | SHORT | BALP | 12.32 | 95 | 95 |  | 107.32 | 107.32 |  | 12.49 | 95 | 95 |  | 107.49 | 107.49 |  | 12.3 | 95 | 95 |  | 107.3 | 107.3
2020-10-17 17:00 | SHORT | SHORT | BALP | 12.32 | 22 | 22 |  | 34.32 | 34.32 |  | 12.49 | 22 | 22 |  | 34.49 | 34.49 |  | 12.3 | 22 | 22 |  | 34.3 | 34.3
2020-10-17 18:00 | SHORT | SHORT | BALP | 12.32 | 43.6 | 43.6 |  | 55.92 | 55.92 |  | 12.49 | 43.6 | 43.6 |  | 56.09 | 56.09 |  | 12.3 | 43.6 | 43.6 |  | 55.9 | 55.9
2020-10-17 19:00 | SHORT | LONG | BALP | 12.32 | 49.3 | 49.3 |  | 61.62 | 61.62 |  | 12.49 | 49.3 | 49.3 |  | 61.79 | 61.79 |  | 12.3 | 64.11 |  | 64.11 | 51.81 |  | 51.81
2020-10-17 20:00 | SHORT | SHORT | BALP | 12.32 | 53.3 | 53.3 |  | 65.62 | 65.62 |  | 12.49 | 53.3 | 53.3 |  | 65.79 | 65.79 |  | 12.3 | 53.3 | 53.3 |  | 65.6 | 65.6
2020-10-17 21:00 | LONG | LONG | BALP | 12.32 | 15 |  | 15 | 2.68 |  | 2.68 | 12.49 | 15 |  | 15 | 2.51 |  | 2.51 | 12.3 | 15 |  | 15 | 2.7 |  | 2.7
2020-10-17 22:00 | SHORT | SHORT | BALP | 12.32 | 53.3 | 53.3 |  | 65.62 | 65.62 |  | 12.49 | 53.3 | 53.3 |  | 65.79 | 65.79 |  | 12.3 | 53.3 | 53.3 |  | 65.6 | 65.6
2020-10-17 23:00 | SHORT | SHORT | VoAA | 12.32 | 41.3 | 41.3 |  | 53.62 | 53.62 |  | 12.49 | 40.3 | 40.3 |  | 52.79 | 52.79 |  | 12.3 | 17.2 | 17.2 |  | 29.5 | 29.5
2020-10-18 | SHORT | SHORT | BALP | 12.32 | 54.3 | 54.3 |  | 66.62 | 66.62 |  | 12.49 | 54.3 | 54.3 |  | 66.79 | 66.79 |  | 12.3 | 54.3 | 54.3 |  | 66.6 | 66.6
2020-10-18 01:00 | LONG | LONG | BALP | 12.32 | 16.68 |  | 16.68 | 4.36 |  | 4.36 | 12.49 | 16.68 |  | 16.68 | 4.19 |  | 4.19 | 12.3 | 16.68 |  | 16.68 | 4.38 |  | 4.38
2020-10-18 02:00 | LONG | LONG | BALP | 12.32 | 11 |  | 11 | -1.32 |  | -1.32 | 12.49 | 11 |  | 11 | -1.49 |  | -1.49 | 12.3 | 11 |  | 11 | -1.3 |  | -1.3
2020-10-18 03:00 | LONG | LONG | BALP | 12.32 | 8.21 |  | 8.21 | -4.11 |  | -4.11 | 12.49 | 8.21 |  | 8.21 | -4.28 |  | -4.28 | 12.3 | 8.21 |  | 8.21 | -4.09 |  | -4.09
2020-10-18 04:00 | LONG | LONG | VoAA | 12.32 | 40.3 |  | 40.3 | 27.98 |  | 27.98 | 12.49 | 29.73 |  | 29.73 | 17.24 |  | 17.24 | 12.3 | 14.08 |  | 14.08 | 1.78 |  | 1.78
2020-10-18 05:00 | LONG | LONG | BALP | 12.32 | 6 |  | 6 | -6.32 |  | -6.32 | 12.49 | 6 |  | 6 | -6.49 |  | -6.49 | 12.3 | 6 |  | 6 | -6.3 |  | -6.3
2020-10-18 06:00 | LONG | LONG | BALP | 12.32 | 6 |  | 6 | -6.32 |  | -6.32 | 12.49 | 6 |  | 6 | -6.49 |  | -6.49 | 12.3 | 6 |  | 6 | -6.3 |  | -6.3
2020-10-18 07:00 | LONG | LONG | BALP | 12.32 | 16.69 |  | 16.69 | 4.37 |  | 4.37 | 12.49 | 16.69 |  | 16.69 | 4.2 |  | 4.2 | 12.3 | 16.69 |  | 16.69 | 4.39 |  | 4.39
2020-10-18 08:00 | LONG | LONG | BALP | 12.32 | 10.95 |  | 10.95 | -1.37 |  | -1.37 | 12.49 | 10.95 |  | 10.95 | -1.54 |  | -1.54 | 12.3 | 10.95 |  | 10.95 | -1.35 |  | -1.35
2020-10-18 09:00 | SHORT | SHORT | VoAA | 12.32 | 32.48 | 32.48 |  | 44.8 | 44.8 |  | 12.49 | 12.52 | 12.52 |  | 25.01 | 25.01 |  | 12.3 | 18.81 | 18.81 |  | 31.11 | 31.11
2020-10-18 10:00 | SHORT | SHORT | BALP | 12.32 | 95 | 95 |  | 107.32 | 107.32 |  | 12.49 | 95 | 95 |  | 107.49 | 107.49 |  | 12.3 | 95 | 95 |  | 107.3 | 107.3
2020-10-18 11:00 | SHORT | SHORT | BALP | 12.32 | 54.3 | 54.3 |  | 66.62 | 66.62 |  | 12.49 | 54.3 | 54.3 |  | 66.79 | 66.79 |  | 12.3 | 54.3 | 54.3 |  | 66.6 | 66.6
2020-10-18 12:00 | SHORT | SHORT | BALP | 12.32 | 95 | 95 |  | 107.32 | 107.32 |  | 12.49 | 95 | 95 |  | 107.49 | 107.49 |  | 12.3 | 95 | 95 |  | 107.3 | 107.3
2020-10-18 13:00 | SHORT | SHORT | BALP | 12.32 | 69 | 69 |  | 81.32 | 81.32 |  | 12.49 | 69 | 69 |  | 81.49 | 81.49 |  | 12.3 | 69 | 69 |  | 81.3 | 81.3
2020-10-18 14:00 | SHORT | SHORT | BALP | 12.32 | 69 | 69 |  | 81.32 | 81.32 |  | 12.49 | 69 | 69 |  | 81.49 | 81.49 |  | 12.3 | 69 | 69 |  | 81.3 | 81.3
2020-10-18 15:00 | SHORT | SHORT | BALP | 12.32 | 69 | 69 |  | 81.32 | 81.32 |  | 12.49 | 69 | 69 |  | 81.49 | 81.49 |  | 12.3 | 69 | 69 |  | 81.3 | 81.3
2020-10-18 16:00 | SHORT | SHORT | BALP | 12.32 | 69 | 69 |  | 81.32 | 81.32 |  | 12.49 | 69 | 69 |  | 81.49 | 81.49 |  | 12.3 | 69 | 69 |  | 81.3 | 81.3
2020-10-18 17:00 | SHORT | SHORT | BALP | 12.32 | 69 | 69 |  | 81.32 | 81.32 |  | 12.49 | 69 | 69 |  | 81.49 | 81.49 |  | 12.3 | 69 | 69 |  | 81.3 | 81.3
2020-10-18 18:00 | SHORT | SHORT | BALP | 12.32 | 54.3 | 54.3 |  | 66.62 | 66.62 |  | 12.49 | 54.3 | 54.3 |  | 66.79 | 66.79 |  | 12.3 | 54.3 | 54.3 |  | 66.6 | 66.6
2020-10-18 19:00 | LONG | LONG | BALP | 12.32 | 7.3 |  | 7.3 | -5.02 |  | -5.02 | 12.49 | 7.3 |  | 7.3 | -5.19 |  | -5.19 | 12.3 | 7.3 |  | 7.3 | -5 |  | -5
2020-10-18 20:00 | LONG | LONG | BALP | 12.32 | 35.47 |  | 35.47 | 23.15 |  | 23.15 | 12.49 | 35.47 |  | 35.47 | 22.98 |  | 22.98 | 12.3 | 35.47 |  | 35.47 | 23.17 |  | 23.17
2020-10-18 21:00 | SHORT | SHORT | BALP | 12.32 | 50.3 | 50.3 |  | 62.62 | 62.62 |  | 12.49 | 50.3 | 50.3 |  | 62.79 | 62.79 |  | 12.3 | 50.3 | 50.3 |  | 62.6 | 62.6
2020-10-18 22:00 | SHORT | SHORT | BALP | 12.32 | 95 | 95 |  | 107.32 | 107.32 |  | 12.49 | 95 | 95 |  | 107.49 | 107.49 |  | 12.3 | 95 | 95 |  | 107.3 | 107.3
2020-10-18 23:00 | SHORT | SHORT | BALP | 12.32 | 95 | 95 |  | 107.32 | 107.32 |  | 12.49 | 95 | 95 |  | 107.49 | 107.49 |  | 12.3 | 95 | 95 |  | 107.3 | 107.3
2020-10-19 | SHORT | SHORT | BALP | 12.32 | 55.9 | 55.9 |  | 68.22 | 68.22 |  | 12.49 | 55.9 | 55.9 |  | 68.39 | 68.39 |  | 12.3 | 55.9 | 55.9 |  | 68.2 | 68.2
2020-10-19 01:00 | SHORT | SHORT | BALP | 12.32 | 58.7 | 58.7 |  | 71.02 | 71.02 |  | 12.49 | 58.7 | 58.7 |  | 71.19 | 71.19 |  | 12.3 | 58.7 | 58.7 |  | 71 | 71
2020-10-19 02:00 | SHORT | SHORT | BALP | 12.32 | 60.6 | 60.6 |  | 72.92 | 72.92 |  | 12.49 | 60.6 | 60.6 |  | 73.09 | 73.09 |  | 12.3 | 60.6 | 60.6 |  | 72.9 | 72.9
2020-10-19 03:00 | SHORT | SHORT | BALP | 12.32 | 61.1 | 61.1 |  | 73.42 | 73.42 |  | 12.49 | 61.1 | 61.1 |  | 73.59 | 73.59 |  | 12.3 | 61.1 | 61.1 |  | 73.4 | 73.4
2020-10-19 04:00 | LONG | LONG | BALP | 12.32 | 18.02 |  | 18.02 | 5.7 |  | 5.7 | 12.49 | 18.02 |  | 18.02 | 5.53 |  | 5.53 | 12.3 | 18.02 |  | 18.02 | 5.72 |  | 5.72
2020-10-19 05:00 | LONG | LONG | BALP | 12.32 | 18.81 |  | 18.81 | 6.49 |  | 6.49 | 12.49 | 18.81 |  | 18.81 | 6.32 |  | 6.32 | 12.3 | 18.81 |  | 18.81 | 6.51 |  | 6.51
2020-10-19 06:00 | SHORT | SHORT | BALP | 12.32 | 28.07 | 28.07 |  | 40.39 | 40.39 |  | 12.49 | 28.07 | 28.07 |  | 40.56 | 40.56 |  | 12.3 | 28.07 | 28.07 |  | 40.37 | 40.37
2020-10-19 07:00 | SHORT | LONG | BALP | 12.32 | 95 | 95 |  | 107.32 | 107.32 |  | 12.49 | 95 | 95 |  | 107.49 | 107.49 |  | 12.3 | 47.75 |  | 47.75 | 35.45 |  | 35.45
2020-10-19 08:00 | SHORT | SHORT | BALP | 12.32 | 95 | 95 |  | 107.32 | 107.32 |  | 12.49 | 95 | 95 |  | 107.49 | 107.49 |  | 12.3 | 95 | 95 |  | 107.3 | 107.3
2020-10-19 09:00 | SHORT | SHORT | BALP | 12.32 | 122.49 | 122.49 |  | 134.81 | 134.81 |  | 12.49 | 122.49 | 122.49 |  | 134.98 | 134.98 |  | 12.3 | 122.49 | 122.49 |  | 134.79 | 134.79
2020-10-19 10:00 | SHORT | SHORT | BALP | 12.32 | 111.42 | 111.42 |  | 123.74 | 123.74 |  | 12.49 | 111.42 | 111.42 |  | 123.91 | 123.91 |  | 12.3 | 111.42 | 111.42 |  | 123.72 | 123.72
2020-10-19 11:00 | SHORT | SHORT | BALP | 12.32 | 95 | 95 |  | 107.32 | 107.32 |  | 12.49 | 95 | 95 |  | 107.49 | 107.49 |  | 12.3 | 95 | 95 |  | 107.3 | 107.3
2020-10-19 12:00 | LONG | LONG | BALP | 12.32 | 48.41 |  | 48.41 | 36.09 |  | 36.09 | 12.49 | 48.41 |  | 48.41 | 35.92 |  | 35.92 | 12.3 | 48.41 |  | 48.41 | 36.11 |  | 36.11
2020-10-19 13:00 | SHORT | LONG | BALP | 12.32 | 70 | 70 |  | 82.32 | 82.32 |  | 12.49 | 70 | 70 |  | 82.49 | 82.49 |  | 12.3 | 44.39 |  | 44.39 | 32.09 |  | 32.09
2020-10-19 14:00 | LONG | LONG | BALP | 12.32 | 32 |  | 32 | 19.68 |  | 19.68 | 12.49 | 32 |  | 32 | 19.51 |  | 19.51 | 12.3 | 32 |  | 32 | 19.7 |  | 19.7
2020-10-19 15:00 | SHORT | SHORT | BALP | 12.32 | 95 | 95 |  | 107.32 | 107.32 |  | 12.49 | 95 | 95 |  | 107.49 | 107.49 |  | 12.3 | 95 | 95 |  | 107.3 | 107.3
2020-10-19 16:00 | LONG | LONG | BALP | 12.32 | 42.95 |  | 42.95 | 30.63 |  | 30.63 | 12.49 | 42.95 |  | 42.95 | 30.46 |  | 30.46 | 12.3 | 42.95 |  | 42.95 | 30.65 |  | 30.65
2020-10-19 17:00 | SHORT | SHORT | BALP | 12.32 | 95 | 95 |  | 107.32 | 107.32 |  | 12.49 | 95 | 95 |  | 107.49 | 107.49 |  | 12.3 | 95 | 95 |  | 107.3 | 107.3
2020-10-19 18:00 | SHORT | SHORT | BALP | 12.32 | 95 | 95 |  | 107.32 | 107.32 |  | 12.49 | 95 | 95 |  | 107.49 | 107.49 |  | 12.3 | 95 | 95 |  | 107.3 | 107.3
2020-10-19 19:00 | SHORT | SHORT | BALP | 12.32 | 95 | 95 |  | 107.32 | 107.32 |  | 12.49 | 95 | 95 |  | 107.49 | 107.49 |  | 12.3 | 95 | 95 |  | 107.3 | 107.3
2020-10-19 20:00 | SHORT | SHORT | BALP | 12.32 | 56.61 | 56.61 |  | 68.93 | 68.93 |  | 12.49 | 56.61 | 56.61 |  | 69.1 | 69.1 |  | 12.3 | 56.61 | 56.61 |  | 68.91 | 68.91
2020-10-19 21:00 | LONG | LONG | VoAA | 12.32 | 37.3 |  | 37.3 | 24.98 |  | 24.98 | 12.49 | 36.11 |  | 36.11 | 23.62 |  | 23.62 | 12.3 | 40.7 |  | 40.7 | 28.4 |  | 28.4
2020-10-19 22:00 | SHORT | SHORT | BALP | 12.32 | 50 | 50 |  | 62.32 | 62.32 |  | 12.49 | 50 | 50 |  | 62.49 | 62.49 |  | 12.3 | 50 | 50 |  | 62.3 | 62.3
2020-10-19 23:00 | SHORT | SHORT | BALP | 12.32 | 50 | 50 |  | 62.32 | 62.32 |  | 12.49 | 50 | 50 |  | 62.49 | 62.49 |  | 12.3 | 50 | 50 |  | 62.3 | 62.3
2020-10-20 | SHORT | SHORT | BALP | 12.32 | 50 | 50 |  | 62.32 | 62.32 |  | 12.49 | 50 | 50 |  | 62.49 | 62.49 |  | 12.3 | 50 | 50 |  | 62.3 | 62.3
2020-10-20 01:00 | SHORT | SHORT | BALP | 12.32 | 55 | 55 |  | 67.32 | 67.32 |  | 12.49 | 55 | 55 |  | 67.49 | 67.49 |  | 12.3 | 55 | 55 |  | 67.3 | 67.3
2020-10-20 02:00 | SHORT | SHORT | BALP | 12.32 | 21.57 | 21.57 |  | 33.89 | 33.89 |  | 12.49 | 21.57 | 21.57 |  | 34.06 | 34.06 |  | 12.3 | 21.57 | 21.57 |  | 33.87 | 33.87
2020-10-20 03:00 | LONG | LONG | VoAA | 12.32 | 3.95 |  | 3.95 | -8.37 |  | -8.37 | 12.49 | 15.26 |  | 15.26 | 2.77 |  | 2.77 | 12.3 | 21.54 |  | 21.54 | 9.24 |  | 9.24
2020-10-20 04:00 | SHORT | SHORT | BALP | 12.32 | 95 | 95 |  | 107.32 | 107.32 |  | 12.49 | 95 | 95 |  | 107.49 | 107.49 |  | 12.3 | 95 | 95 |  | 107.3 | 107.3
2020-10-20 05:00 | SHORT | SHORT | BALP | 12.32 | 95 | 95 |  | 107.32 | 107.32 |  | 12.49 | 95 | 95 |  | 107.49 | 107.49 |  | 12.3 | 95 | 95 |  | 107.3 | 107.3
2020-10-20 06:00 | SHORT | SHORT | BALP | 12.32 | 70.94 | 70.94 |  | 83.26 | 83.26 |  | 12.49 | 70.94 | 70.94 |  | 83.43 | 83.43 |  | 12.3 | 70.94 | 70.94 |  | 83.24 | 83.24
2020-10-20 07:00 | SHORT | SHORT | BALP | 12.32 | 119 | 119 |  | 131.32 | 131.32 |  | 12.49 | 119 | 119 |  | 131.49 | 131.49 |  | 12.3 | 119 | 119 |  | 131.3 | 131.3
2020-10-20 08:00 | SHORT | SHORT | BALP | 12.32 | 95 | 95 |  | 107.32 | 107.32 |  | 12.49 | 95 | 95 |  | 107.49 | 107.49 |  | 12.3 | 95 | 95 |  | 107.3 | 107.3
2020-10-20 09:00 | SHORT | SHORT | BALP | 12.32 | 95 | 95 |  | 107.32 | 107.32 |  | 12.49 | 95 | 95 |  | 107.49 | 107.49 |  | 12.3 | 95 | 95 |  | 107.3 | 107.3
2020-10-20 10:00 | SHORT | SHORT | BALP | 12.32 | 129 | 129 |  | 141.32 | 141.32 |  | 12.49 | 129 | 129 |  | 141.49 | 141.49 |  | 12.3 | 129 | 129 |  | 141.3 | 141.3
2020-10-20 11:00 | SHORT | SHORT | BALP | 12.32 | 200 | 200 |  | 212.32 | 212.32 |  | 12.49 | 200 | 200 |  | 212.49 | 212.49 |  | 12.3 | 200 | 200 |  | 212.3 | 212.3
2020-10-20 12:00 | SHORT | SHORT | BALP | 12.32 | 200 | 200 |  | 212.32 | 212.32 |  | 12.49 | 200 | 200 |  | 212.49 | 212.49 |  | 12.3 | 200 | 200 |  | 212.3 | 212.3
2020-10-20 13:00 | SHORT | SHORT | BALP | 12.32 | 200 | 200 |  | 212.32 | 212.32 |  | 12.49 | 200 | 200 |  | 212.49 | 212.49 |  | 12.3 | 200 | 200 |  | 212.3 | 212.3
2020-10-20 14:00 | LONG | LONG | BALP | 12.32 | 53 |  | 53 | 40.68 |  | 40.68 | 12.49 | 53 |  | 53 | 40.51 |  | 40.51 | 12.3 | 53 |  | 53 | 40.7 |  | 40.7
2020-10-20 15:00 | LONG | LONG | BALP | 12.32 | 57 |  | 57 | 44.68 |  | 44.68 | 12.49 | 57 |  | 57 | 44.51 |  | 44.51 | 12.3 | 57 |  | 57 | 44.7 |  | 44.7
2020-10-20 16:00 | LONG | LONG | BALP | 12.32 | 57 |  | 57 | 44.68 |  | 44.68 | 12.49 | 57 |  | 57 | 44.51 |  | 44.51 | 12.3 | 57 |  | 57 | 44.7 |  | 44.7
2020-10-20 17:00 | LONG | LONG | BALP | 12.32 | 57 |  | 57 | 44.68 |  | 44.68 | 12.49 | 57 |  | 57 | 44.51 |  | 44.51 | 12.3 | 57 |  | 57 | 44.7 |  | 44.7
2020-10-20 18:00 | SHORT | SHORT | BALP | 12.32 | 179.91 | 179.91 |  | 192.23 | 192.23 |  | 12.49 | 179.91 | 179.91 |  | 192.4 | 192.4 |  | 12.3 | 179.91 | 179.91 |  | 192.21 | 192.21
2020-10-20 19:00 | LONG | LONG | BALP | 12.32 | 174.91 |  | 174.91 | 162.59 |  | 162.59 | 12.49 | 174.91 |  | 174.91 | 162.42 |  | 162.42 | 12.3 | 174.91 |  | 174.91 | 162.61 |  | 162.61
2020-10-20 20:00 | LONG | LONG | BALP | 12.32 | 43 |  | 43 | 30.68 |  | 30.68 | 12.49 | 43 |  | 43 | 30.51 |  | 30.51 | 12.3 | 43 |  | 43 | 30.7 |  | 30.7
2020-10-20 21:00 | LONG | LONG | BALP | 12.32 | 20 |  | 20 | 7.68 |  | 7.68 | 12.49 | 20 |  | 20 | 7.51 |  | 7.51 | 12.3 | 20 |  | 20 | 7.7 |  | 7.7
2020-10-20 22:00 | LONG | LONG | VoAA | 12.32 | -3.05 |  | -3.05 | -15.37 |  | -15.37 | 12.49 | 12.75 |  | 12.75 | 0.26 |  | 0.26 | 12.3 | 23.44 |  | 23.44 | 11.14 |  | 11.14
2020-10-20 23:00 | LONG | LONG | VoAA | 12.32 | -3.05 |  | -3.05 | -15.37 |  | -15.37 | 12.49 | 10.35 |  | 10.35 | -2.14 |  | -2.14 | 12.3 | 23.54 |  | 23.54 | 11.24 |  | 11.24
2020-10-21 | LONG | LONG | BALP | 12.32 | 18.75 |  | 18.75 | 6.43 |  | 6.43 | 12.49 | 18.75 |  | 18.75 | 6.26 |  | 6.26 | 12.3 | 18.75 |  | 18.75 | 6.45 |  | 6.45
2020-10-21 01:00 | SHORT | SHORT | BALP | 12.32 | 51.1 | 51.1 |  | 63.42 | 63.42 |  | 12.49 | 51.1 | 51.1 |  | 63.59 | 63.59 |  | 12.3 | 51.1 | 51.1 |  | 63.4 | 63.4
2020-10-21 02:00 | SHORT | SHORT | BALP | 12.32 | 50 | 50 |  | 62.32 | 62.32 |  | 12.49 | 50 | 50 |  | 62.49 | 62.49 |  | 12.3 | 50 | 50 |  | 62.3 | 62.3
2020-10-21 03:00 | SHORT | SHORT | BALP | 12.32 | 50 | 50 |  | 62.32 | 62.32 |  | 12.49 | 50 | 50 |  | 62.49 | 62.49 |  | 12.3 | 50 | 50 |  | 62.3 | 62.3
2020-10-21 04:00 | SHORT | SHORT | BALP | 12.32 | 50 | 50 |  | 62.32 | 62.32 |  | 12.49 | 50 | 50 |  | 62.49 | 62.49 |  | 12.3 | 50 | 50 |  | 62.3 | 62.3
2020-10-21 05:00 | SHORT | SHORT | BALP | 12.32 | 50 | 50 |  | 62.32 | 62.32 |  | 12.49 | 50 | 50 |  | 62.49 | 62.49 |  | 12.3 | 50 | 50 |  | 62.3 | 62.3
2020-10-21 06:00 | SHORT | LONG | BALP | 12.32 | 50 | 50 |  | 62.32 | 62.32 |  | 12.49 | 50 | 50 |  | 62.49 | 62.49 |  | 12.3 | 29.06 |  | 29.06 | 16.76 |  | 16.76
2020-10-21 07:00 | SHORT | SHORT | BALP | 12.32 | 71.8 | 71.8 |  | 84.12 | 84.12 |  | 12.49 | 71.8 | 71.8 |  | 84.29 | 84.29 |  | 12.3 | 71.8 | 71.8 |  | 84.1 | 84.1
2020-10-21 08:00 | LONG | LONG | BALP | 12.32 | 51.43 |  | 51.43 | 39.11 |  | 39.11 | 12.49 | 51.43 |  | 51.43 | 38.94 |  | 38.94 | 12.3 | 51.43 |  | 51.43 | 39.13 |  | 39.13
2020-10-21 09:00 | LONG | LONG | VoAA | 12.32 | 61.8 |  | 61.8 | 49.48 |  | 49.48 | 12.49 | 59.38 |  | 59.38 | 46.89 |  | 46.89 | 12.3 | 54.96 |  | 54.96 | 42.66 |  | 42.66
2020-10-21 10:00 | LONG | LONG | BALP | 12.32 | 53.86 |  | 53.86 | 41.54 |  | 41.54 | 12.49 | 53.86 |  | 53.86 | 41.37 |  | 41.37 | 12.3 | 53.86 |  | 53.86 | 41.56 |  | 41.56
2020-10-21 11:00 | SHORT | SHORT | BALP | 12.32 | 80.62 | 80.62 |  | 92.94 | 92.94 |  | 12.49 | 80.62 | 80.62 |  | 93.11 | 93.11 |  | 12.3 | 80.62 | 80.62 |  | 92.92 | 92.92
2020-10-21 12:00 | SHORT | SHORT | BALP | 12.32 | 57 | 57 |  | 69.32 | 69.32 |  | 12.49 | 57 | 57 |  | 69.49 | 69.49 |  | 12.3 | 57 | 57 |  | 69.3 | 69.3
2020-10-21 13:00 | SHORT | SHORT | BALP | 12.32 | 94 | 94 |  | 106.32 | 106.32 |  | 12.49 | 94 | 94 |  | 106.49 | 106.49 |  | 12.3 | 94 | 94 |  | 106.3 | 106.3
2020-10-21 14:00 | SHORT | SHORT | BALP | 12.32 | 68.18 | 68.18 |  | 80.5 | 80.5 |  | 12.49 | 68.18 | 68.18 |  | 80.67 | 80.67 |  | 12.3 | 68.18 | 68.18 |  | 80.48 | 80.48
2020-10-21 15:00 | SHORT | SHORT | BALP | 12.32 | 95 | 95 |  | 107.32 | 107.32 |  | 12.49 | 95 | 95 |  | 107.49 | 107.49 |  | 12.3 | 95 | 95 |  | 107.3 | 107.3
2020-10-21 16:00 | SHORT | SHORT | BALP | 12.32 | 64.8 | 64.8 |  | 77.12 | 77.12 |  | 12.49 | 64.8 | 64.8 |  | 77.29 | 77.29 |  | 12.3 | 64.8 | 64.8 |  | 77.1 | 77.1
2020-10-21 17:00 | SHORT | SHORT | VoAA | 12.32 | 48 | 48 |  | 60.32 | 60.32 |  | 12.49 | 54.9 | 54.9 |  | 67.39 | 67.39 |  | 12.3 | 43.85 | 43.85 |  | 56.15 | 56.15
2020-10-21 18:00 | SHORT | SHORT | BALP | 12.32 | 95 | 95 |  | 107.32 | 107.32 |  | 12.49 | 95 | 95 |  | 107.49 | 107.49 |  | 12.3 | 95 | 95 |  | 107.3 | 107.3
2020-10-21 19:00 | LONG | LONG | BALP | 12.32 | 56.81 |  | 56.81 | 44.49 |  | 44.49 | 12.49 | 56.81 |  | 56.81 | 44.32 |  | 44.32 | 12.3 | 56.81 |  | 56.81 | 44.51 |  | 44.51
2020-10-21 20:00 | LONG | LONG | BALP | 12.32 | 51.9 |  | 51.9 | 39.58 |  | 39.58 | 12.49 | 51.9 |  | 51.9 | 39.41 |  | 39.41 | 12.3 | 51.9 |  | 51.9 | 39.6 |  | 39.6
2020-10-21 21:00 | LONG | LONG | BALP | 12.32 | 20.28 |  | 20.28 | 7.96 |  | 7.96 | 12.49 | 20.28 |  | 20.28 | 7.79 |  | 7.79 | 12.3 | 20.28 |  | 20.28 | 7.98 |  | 7.98
2020-10-21 22:00 | LONG | LONG | BALP | 12.32 | 21.6 |  | 21.6 | 9.28 |  | 9.28 | 12.49 | 21.6 |  | 21.6 | 9.11 |  | 9.11 | 12.3 | 21.6 |  | 21.6 | 9.3 |  | 9.3
2020-10-21 23:00 | LONG | LONG | BALP | 12.32 | 15.96 |  | 15.96 | 3.64 |  | 3.64 | 12.49 | 15.96 |  | 15.96 | 3.47 |  | 3.47 | 12.3 | 15.96 |  | 15.96 | 3.66 |  | 3.66
2020-10-22 | LONG | SHORT | BALP | 12.32 | 22.1 |  | 22.1 | 9.78 |  | 9.78 | 12.49 | 22.1 |  | 22.1 | 9.61 |  | 9.61 | 12.3 | 13.48 | 13.48 |  | 25.78 | 25.78
2020-10-22 01:00 | LONG | LONG | BALP | 12.32 | 10.38 |  | 10.38 | -1.94 |  | -1.94 | 12.49 | 10.38 |  | 10.38 | -2.11 |  | -2.11 | 12.3 | 10.38 |  | 10.38 | -1.92 |  | -1.92
2020-10-22 02:00 | SHORT | SHORT | BALP | 12.32 | 56.1 | 56.1 |  | 68.42 | 68.42 |  | 12.49 | 56.1 | 56.1 |  | 68.59 | 68.59 |  | 12.3 | 56.1 | 56.1 |  | 68.4 | 68.4
2020-10-22 03:00 | SHORT | SHORT | BALP | 12.32 | 95 | 95 |  | 107.32 | 107.32 |  | 12.49 | 95 | 95 |  | 107.49 | 107.49 |  | 12.3 | 95 | 95 |  | 107.3 | 107.3
2020-10-22 04:00 | SHORT | SHORT | BALP | 12.32 | 76.1 | 76.1 |  | 88.42 | 88.42 |  | 12.49 | 76.1 | 76.1 |  | 88.59 | 88.59 |  | 12.3 | 76.1 | 76.1 |  | 88.4 | 88.4
2020-10-22 05:00 | SHORT | SHORT | BALP | 12.32 | 76.1 | 76.1 |  | 88.42 | 88.42 |  | 12.49 | 76.1 | 76.1 |  | 88.59 | 88.59 |  | 12.3 | 76.1 | 76.1 |  | 88.4 | 88.4
2020-10-22 06:00 | LONG | LONG | BALP | 12.32 | 17.61 |  | 17.61 | 5.29 |  | 5.29 | 12.49 | 17.61 |  | 17.61 | 5.12 |  | 5.12 | 12.3 | 17.61 |  | 17.61 | 5.31 |  | 5.31
2020-10-22 07:00 | SHORT | SHORT | BALP | 12.32 | 51.1 | 51.1 |  | 63.42 | 63.42 |  | 12.49 | 51.1 | 51.1 |  | 63.59 | 63.59 |  | 12.3 | 51.1 | 51.1 |  | 63.4 | 63.4
2020-10-22 08:00 | LONG | LONG | BALP | 12.32 | 20 |  | 20 | 7.68 |  | 7.68 | 12.49 | 20 |  | 20 | 7.51 |  | 7.51 | 12.3 | 20 |  | 20 | 7.7 |  | 7.7
2020-10-22 09:00 | LONG | LONG | BALP | 12.32 | 52.57 |  | 52.57 | 40.25 |  | 40.25 | 12.49 | 52.57 |  | 52.57 | 40.08 |  | 40.08 | 12.3 | 52.57 |  | 52.57 | 40.27 |  | 40.27
2020-10-22 10:00 | SHORT | SHORT | BALP | 12.32 | 95 | 95 |  | 107.32 | 107.32 |  | 12.49 | 95 | 95 |  | 107.49 | 107.49 |  | 12.3 | 95 | 95 |  | 107.3 | 107.3
2020-10-22 11:00 | LONG | LONG | BALP | 12.32 | 50.75 |  | 50.75 | 38.43 |  | 38.43 | 12.49 | 50.75 |  | 50.75 | 38.26 |  | 38.26 | 12.3 | 50.75 |  | 50.75 | 38.45 |  | 38.45
2020-10-22 12:00 | SHORT | SHORT | VoAA | 12.32 | 55.18 | 55.18 |  | 67.5 | 67.5 |  | 12.49 | 50.09 | 50.09 |  | 62.58 | 62.58 |  | 12.3 | 49.74 | 49.74 |  | 62.04 | 62.04
2020-10-22 13:00 | SHORT | SHORT | BALP | 12.32 | 95 | 95 |  | 107.32 | 107.32 |  | 12.49 | 95 | 95 |  | 107.49 | 107.49 |  | 12.3 | 95 | 95 |  | 107.3 | 107.3
2020-10-22 14:00 | SHORT | SHORT | BALP | 12.32 | 286.2 | 286.2 |  | 298.52 | 298.52 |  | 12.49 | 286.2 | 286.2 |  | 298.69 | 298.69 |  | 12.3 | 286.2 | 286.2 |  | 298.5 | 298.5
2020-10-22 15:00 | SHORT | SHORT | BALP | 12.32 | 119 | 119 |  | 131.32 | 131.32 |  | 12.49 | 119 | 119 |  | 131.49 | 131.49 |  | 12.3 | 119 | 119 |  | 131.3 | 131.3
2020-10-22 16:00 | SHORT | SHORT | BALP | 12.32 | 148 | 148 |  | 160.32 | 160.32 |  | 12.49 | 148 | 148 |  | 160.49 | 160.49 |  | 12.3 | 148 | 148 |  | 160.3 | 160.3
2020-10-22 17:00 | SHORT | SHORT | BALP | 12.32 | 227.57 | 227.57 |  | 239.89 | 239.89 |  | 12.49 | 227.57 | 227.57 |  | 240.06 | 240.06 |  | 12.3 | 227.57 | 227.57 |  | 239.87 | 239.87
2020-10-22 18:00 | LONG | LONG | BALP | 12.32 | 17.64 |  | 17.64 | 5.32 |  | 5.32 | 12.49 | 17.64 |  | 17.64 | 5.15 |  | 5.15 | 12.3 | 17.64 |  | 17.64 | 5.34 |  | 5.34
2020-10-22 19:00 | LONG | LONG | BALP | 12.32 | 63.88 |  | 63.88 | 51.56 |  | 51.56 | 12.49 | 63.88 |  | 63.88 | 51.39 |  | 51.39 | 12.3 | 63.88 |  | 63.88 | 51.58 |  | 51.58
2020-10-22 20:00 | LONG | LONG | BALP | 12.32 | 60.03 |  | 60.03 | 47.71 |  | 47.71 | 12.49 | 60.03 |  | 60.03 | 47.54 |  | 47.54 | 12.3 | 60.03 |  | 60.03 | 47.73 |  | 47.73
2020-10-22 21:00 | LONG | LONG | VoAA | 12.32 | 41.1 |  | 41.1 | 28.78 |  | 28.78 | 12.49 | 34.98 |  | 34.98 | 22.49 |  | 22.49 | 12.3 | 35.05 |  | 35.05 | 22.75 |  | 22.75
2020-10-22 22:00 | SHORT | SHORT | BALP | 12.32 | 90 | 90 |  | 102.32 | 102.32 |  | 12.49 | 90 | 90 |  | 102.49 | 102.49 |  | 12.3 | 90 | 90 |  | 102.3 | 102.3
2020-10-22 23:00 | LONG | LONG | VoAA | 12.32 | -11.97 |  | -11.97 | -24.29 |  | -24.29 | 12.49 | 15.57 |  | 15.57 | 3.08 |  | 3.08 | 12.3 | 13.11 |  | 13.11 | 0.81 |  | 0.81
2020-10-23 | LONG | LONG | VoAA | 12.32 | 0 |  | 0 | -12.32 |  | -12.32 | 12.49 | 7.89 |  | 7.89 | -4.6 |  | -4.6 | 12.3 | 11.35 |  | 11.35 | -0.95 |  | -0.95
2020-10-23 01:00 | SHORT | SHORT | BALP | 12.32 | 16.47 | 16.47 |  | 28.79 | 28.79 |  | 12.49 | 16.47 | 16.47 |  | 28.96 | 28.96 |  | 12.3 | 16.47 | 16.47 |  | 28.77 | 28.77
2020-10-23 02:00 | SHORT | SHORT | BALP | 12.32 | 76.7 | 76.7 |  | 89.02 | 89.02 |  | 12.49 | 76.7 | 76.7 |  | 89.19 | 89.19 |  | 12.3 | 76.7 | 76.7 |  | 89 | 89
2020-10-23 03:00 | SHORT | SHORT | BALP | 12.32 | 17.5 | 17.5 |  | 29.82 | 29.82 |  | 12.49 | 17.5 | 17.5 |  | 29.99 | 29.99 |  | 12.3 | 17.5 | 17.5 |  | 29.8 | 29.8
2020-10-23 04:00 | SHORT | SHORT | VoAA | 12.32 | 16.13 | 16.13 |  | 28.45 | 28.45 |  | 12.49 | 5.16 | 5.16 |  | 17.65 | 17.65 |  | 12.3 | 10.77 | 10.77 |  | 23.07 | 23.07
2020-10-23 05:00 | LONG | LONG | VoAA | 12.32 | -5.82 |  | -5.82 | -18.14 |  | -18.14 | 12.49 | 7.93 |  | 7.93 | -4.56 |  | -4.56 | 12.3 | 11.13 |  | 11.13 | -1.17 |  | -1.17
2020-10-23 06:00 | LONG | LONG | BALP | 12.32 | 13.54 |  | 13.54 | 1.22 |  | 1.22 | 12.49 | 13.54 |  | 13.54 | 1.05 |  | 1.05 | 12.3 | 13.54 |  | 13.54 | 1.24 |  | 1.24
2020-10-23 07:00 | SHORT | LONG | BALP | 12.32 | 94 | 94 |  | 106.32 | 106.32 |  | 12.49 | 94 | 94 |  | 106.49 | 106.49 |  | 12.3 | 42.07 |  | 42.07 | 29.77 |  | 29.77
2020-10-23 08:00 | LONG | LONG | BALP | 12.32 | 42.6 |  | 42.6 | 30.28 |  | 30.28 | 12.49 | 42.6 |  | 42.6 | 30.11 |  | 30.11 | 12.3 | 42.6 |  | 42.6 | 30.3 |  | 30.3
2020-10-23 09:00 | LONG | LONG | BALP | 12.32 | 33 |  | 33 | 20.68 |  | 20.68 | 12.49 | 33 |  | 33 | 20.51 |  | 20.51 | 12.3 | 33 |  | 33 | 20.7 |  | 20.7
2020-10-23 10:00 | LONG | LONG | BALP | 12.32 | 29 |  | 29 | 16.68 |  | 16.68 | 12.49 | 29 |  | 29 | 16.51 |  | 16.51 | 12.3 | 29 |  | 29 | 16.7 |  | 16.7
2020-10-23 11:00 | LONG | LONG | BALP | 12.32 | 29 |  | 29 | 16.68 |  | 16.68 | 12.49 | 29 |  | 29 | 16.51 |  | 16.51 | 12.3 | 29 |  | 29 | 16.7 |  | 16.7
2020-10-23 12:00 | LONG | LONG | BALP | 12.32 | 50 |  | 50 | 37.68 |  | 37.68 | 12.49 | 50 |  | 50 | 37.51 |  | 37.51 | 12.3 | 50 |  | 50 | 37.7 |  | 37.7
2020-10-23 13:00 | LONG | LONG | BALP | 12.32 | 50 |  | 50 | 37.68 |  | 37.68 | 12.49 | 50 |  | 50 | 37.51 |  | 37.51 | 12.3 | 50 |  | 50 | 37.7 |  | 37.7
2020-10-23 14:00 | SHORT | SHORT | VoAA | 12.32 | 50.8 | 50.8 |  | 63.12 | 63.12 |  | 12.49 | 47.9 | 47.9 |  | 60.39 | 60.39 |  | 12.3 | 50.03 | 50.03 |  | 62.33 | 62.33
2020-10-23 15:00 | LONG | LONG | BALP | 12.32 | 45 |  | 45 | 32.68 |  | 32.68 | 12.49 | 45 |  | 45 | 32.51 |  | 32.51 | 12.3 | 45 |  | 45 | 32.7 |  | 32.7
2020-10-23 16:00 | LONG | LONG | VoAA | 12.32 | 45 |  | 45 | 32.68 |  | 32.68 | 12.49 | 46.4 |  | 46.4 | 33.91 |  | 33.91 | 12.3 | 45.79 |  | 45.79 | 33.49 |  | 33.49
2020-10-23 17:00 | LONG | LONG | BALP | 12.32 | 46.95 |  | 46.95 | 34.63 |  | 34.63 | 12.49 | 46.95 |  | 46.95 | 34.46 |  | 34.46 | 12.3 | 46.95 |  | 46.95 | 34.65 |  | 34.65
2020-10-23 18:00 | SHORT | SHORT | BALP | 12.32 | 85 | 85 |  | 97.32 | 97.32 |  | 12.49 | 85 | 85 |  | 97.49 | 97.49 |  | 12.3 | 85 | 85 |  | 97.3 | 97.3
2020-10-23 19:00 | SHORT | SHORT | BALP | 12.32 | 94 | 94 |  | 106.32 | 106.32 |  | 12.49 | 94 | 94 |  | 106.49 | 106.49 |  | 12.3 | 94 | 94 |  | 106.3 | 106.3
2020-10-23 20:00 | LONG | LONG | VoAA | 12.32 | 63.6 |  | 63.6 | 51.28 |  | 51.28 | 12.49 | 54.87 |  | 54.87 | 42.38 |  | 42.38 | 12.3 | 53.79 |  | 53.79 | 41.49 |  | 41.49
2020-10-23 21:00 | LONG | LONG | VoAA | 12.32 | 39.1 |  | 39.1 | 26.78 |  | 26.78 | 12.49 | 38.08 |  | 38.08 | 25.59 |  | 25.59 | 12.3 | 41.13 |  | 41.13 | 28.83 |  | 28.83
2020-10-23 22:00 | SHORT | SHORT | BALP | 12.32 | 34.05 | 34.05 |  | 46.37 | 46.37 |  | 12.49 | 34.05 | 34.05 |  | 46.54 | 46.54 |  | 12.3 | 34.05 | 34.05 |  | 46.35 | 46.35
2020-10-23 23:00 | SHORT | SHORT | BALP | 12.32 | 34.03 | 34.03 |  | 46.35 | 46.35 |  | 12.49 | 34.03 | 34.03 |  | 46.52 | 46.52 |  | 12.3 | 34.03 | 34.03 |  | 46.33 | 46.33
2020-10-24 | SHORT | SHORT | BALP | 12.32 | 95 | 95 |  | 107.32 | 107.32 |  | 12.49 | 95 | 95 |  | 107.49 | 107.49 |  | 12.3 | 95 | 95 |  | 107.3 | 107.3
2020-10-24 01:00 | SHORT | SHORT | VoAA | 12.32 | 18.55 | 18.55 |  | 30.87 | 30.87 |  | 12.49 | 9.28 | 9.28 |  | 21.77 | 21.77 |  | 12.3 | 14.22 | 14.22 |  | 26.52 | 26.52
2020-10-24 02:00 | SHORT | SHORT | BALP | 12.32 | 56.1 | 56.1 |  | 68.42 | 68.42 |  | 12.49 | 56.1 | 56.1 |  | 68.59 | 68.59 |  | 12.3 | 56.1 | 56.1 |  | 68.4 | 68.4
2020-10-24 03:00 | LONG | LONG | VoAA | 12.32 | 0 |  | 0 | -12.32 |  | -12.32 | 12.49 | 21.55 |  | 21.55 | 9.06 |  | 9.06 | 12.3 | 13.11 |  | 13.11 | 0.81 |  | 0.81
2020-10-24 04:00 | LONG | LONG | VoAA | 12.32 | 0 |  | 0 | -12.32 |  | -12.32 | 12.49 | 9.1 |  | 9.1 | -3.39 |  | -3.39 | 12.3 | 13.14 |  | 13.14 | 0.84 |  | 0.84
2020-10-24 05:00 | LONG | LONG | VoAA | 12.32 | 0 |  | 0 | -12.32 |  | -12.32 | 12.49 | 9.25 |  | 9.25 | -3.24 |  | -3.24 | 12.3 | 13.2 |  | 13.2 | 0.9 |  | 0.9
2020-10-24 06:00 | SHORT | SHORT | BALP | 12.32 | 71.1 | 71.1 |  | 83.42 | 83.42 |  | 12.49 | 71.1 | 71.1 |  | 83.59 | 83.59 |  | 12.3 | 71.1 | 71.1 |  | 83.4 | 83.4
2020-10-24 07:00 | LONG | LONG | VoAA | 12.32 | 41.1 |  | 41.1 | 28.78 |  | 28.78 | 12.49 | 42.1 |  | 42.1 | 29.61 |  | 29.61 | 12.3 | 13.97 |  | 13.97 | 1.67 |  | 1.67
2020-10-24 08:00 | LONG | LONG | BALP | 12.32 | 12.35 |  | 12.35 | 0.03 |  | 0.03 | 12.49 | 12.35 |  | 12.35 | -0.14 |  | -0.14 | 12.3 | 12.35 |  | 12.35 | 0.05 |  | 0.05
2020-10-24 09:00 | SHORT | SHORT | VoAA | 12.32 | 61.93 | 61.93 |  | 74.25 | 74.25 |  | 12.49 | 63.92 | 63.92 |  | 76.41 | 76.41 |  | 12.3 | 52.2 | 52.2 |  | 64.5 | 64.5
2020-10-24 10:00 | SHORT | SHORT | BALP | 12.32 | 95 | 95 |  | 107.32 | 107.32 |  | 12.49 | 95 | 95 |  | 107.49 | 107.49 |  | 12.3 | 95 | 95 |  | 107.3 | 107.3
2020-10-24 11:00 | SHORT | SHORT | BALP | 12.32 | 95 | 95 |  | 107.32 | 107.32 |  | 12.49 | 95 | 95 |  | 107.49 | 107.49 |  | 12.3 | 95 | 95 |  | 107.3 | 107.3
2020-10-24 12:00 | SHORT | SHORT | BALP | 12.32 | 94 | 94 |  | 106.32 | 106.32 |  | 12.49 | 94 | 94 |  | 106.49 | 106.49 |  | 12.3 | 94 | 94 |  | 106.3 | 106.3
2020-10-24 13:00 | SHORT | SHORT | BALP | 12.32 | 94 | 94 |  | 106.32 | 106.32 |  | 12.49 | 94 | 94 |  | 106.49 | 106.49 |  | 12.3 | 94 | 94 |  | 106.3 | 106.3
2020-10-24 14:00 | SHORT | SHORT | BALP | 12.32 | 95 | 95 |  | 107.32 | 107.32 |  | 12.49 | 95 | 95 |  | 107.49 | 107.49 |  | 12.3 | 95 | 95 |  | 107.3 | 107.3
2020-10-24 15:00 | SHORT | SHORT | BALP | 12.32 | 95 | 95 |  | 107.32 | 107.32 |  | 12.49 | 95 | 95 |  | 107.49 | 107.49 |  | 12.3 | 95 | 95 |  | 107.3 | 107.3
2020-10-24 16:00 | SHORT | SHORT | BALP | 12.32 | 95 | 95 |  | 107.32 | 107.32 |  | 12.49 | 95 | 95 |  | 107.49 | 107.49 |  | 12.3 | 95 | 95 |  | 107.3 | 107.3
2020-10-24 17:00 | SHORT | SHORT | BALP | 12.32 | 95 | 95 |  | 107.32 | 107.32 |  | 12.49 | 95 | 95 |  | 107.49 | 107.49 |  | 12.3 | 95 | 95 |  | 107.3 | 107.3
2020-10-24 18:00 | SHORT | LONG | BALP | 12.32 | 53.4 | 53.4 |  | 65.72 | 65.72 |  | 12.49 | 53.4 | 53.4 |  | 65.89 | 65.89 |  | 12.3 | 48.86 |  | 48.86 | 36.56 |  | 36.56
2020-10-24 19:00 | LONG | LONG | BALP | 12.32 | 40.57 |  | 40.57 | 28.25 |  | 28.25 | 12.49 | 40.57 |  | 40.57 | 28.08 |  | 28.08 | 12.3 | 40.57 |  | 40.57 | 28.27 |  | 28.27
2020-10-24 20:00 | LONG | LONG | BALP | 12.32 | 34.03 |  | 34.03 | 21.71 |  | 21.71 | 12.49 | 34.03 |  | 34.03 | 21.54 |  | 21.54 | 12.3 | 34.03 |  | 34.03 | 21.73 |  | 21.73
2020-10-24 21:00 | LONG | LONG | BALP | 12.32 | 65.9 |  | 65.9 | 53.58 |  | 53.58 | 12.49 | 65.9 |  | 65.9 | 53.41 |  | 53.41 | 12.3 | 65.9 |  | 65.9 | 53.6 |  | 53.6
2020-10-24 22:00 | LONG | LONG | VoAA | 12.32 | 65.9 |  | 65.9 | 53.58 |  | 53.58 | 12.49 | 42.45 |  | 42.45 | 29.96 |  | 29.96 | 12.3 | 16.61 |  | 16.61 | 4.31 |  | 4.31
2020-10-24 23:00 | SHORT | SHORT | BALP | 12.32 | 95 | 95 |  | 107.32 | 107.32 |  | 12.49 | 95 | 95 |  | 107.49 | 107.49 |  | 12.3 | 95 | 95 |  | 107.3 | 107.3
2020-10-25 | SHORT | SHORT | BALP | 12.32 | 94 | 94 |  | 106.32 | 106.32 |  | 12.49 | 94 | 94 |  | 106.49 | 106.49 |  | 12.3 | 94 | 94 |  | 106.3 | 106.3
2020-10-25 01:00 | LONG | LONG | BALP | 12.32 | 11.47 |  | 11.47 | -0.85 |  | -0.85 | 12.49 | 11.47 |  | 11.47 | -1.02 |  | -1.02 | 12.3 | 11.47 |  | 11.47 | -0.83 |  | -0.83
2020-10-25 02:00 | LONG | LONG | BALP | 12.32 | 8.97 |  | 8.97 | -3.35 |  | -3.35 | 12.49 | 8.97 |  | 8.97 | -3.52 |  | -3.52 | 12.3 | 8.97 |  | 8.97 | -3.33 |  | -3.33
2020-10-25 03:00 | LONG | LONG | VoAA | 12.32 | 0 |  | 0 | -12.32 |  | -12.32 | 12.49 | 5.71 |  | 5.71 | -6.78 |  | -6.78 | 12.3 | 7.28 |  | 7.28 | -5.02 |  | -5.02
2020-10-25 03:00 | LONG | LONG | BALP | 12.32 | 0.46 |  | 0.46 | -11.86 |  | -11.86 | 12.49 | 0.46 |  | 0.46 | -12.03 |  | -12.03 | 12.3 | 0.46 |  | 0.46 | -11.84 |  | -11.84
2020-10-25 04:00 | LONG | LONG | BALP | 12.32 | 0.1 |  | 0.1 | -12.22 |  | -12.22 | 12.49 | 0.1 |  | 0.1 | -12.39 |  | -12.39 | 12.3 | 0.1 |  | 0.1 | -12.2 |  | -12.2
2020-10-25 05:00 | LONG | LONG | BALP | 12.32 | 0 |  | 0 | -12.32 |  | -12.32 | 12.49 | 0 |  | 0 | -12.49 |  | -12.49 | 12.3 | 0 |  | 0 | -12.3 |  | -12.3
2020-10-25 06:00 | LONG | LONG | VoAA | 12.32 | 0 |  | 0 | -12.32 |  | -12.32 | 12.49 | 8.88 |  | 8.88 | -3.61 |  | -3.61 | 12.3 | 6.34 |  | 6.34 | -5.96 |  | -5.96
2020-10-25 07:00 | SHORT | SHORT | VoAA | 12.32 | 18.98 | 18.98 |  | 31.3 | 31.3 |  | 12.49 | 9.49 | 9.49 |  | 21.98 | 21.98 |  | 12.3 | 12.76 | 12.76 |  | 25.06 | 25.06
2020-10-25 08:00 | SHORT | SHORT | BALP | 12.32 | 81.3 | 81.3 |  | 93.62 | 93.62 |  | 12.49 | 81.3 | 81.3 |  | 93.79 | 93.79 |  | 12.3 | 81.3 | 81.3 |  | 93.6 | 93.6
2020-10-25 09:00 | SHORT | LONG | BALP | 12.32 | 76.3 | 76.3 |  | 88.62 | 88.62 |  | 12.49 | 76.3 | 76.3 |  | 88.79 | 88.79 |  | 12.3 | 32.06 |  | 32.06 | 19.76 |  | 19.76
2020-10-25 10:00 | LONG | LONG | VoAA | 12.32 | 0 |  | 0 | -12.32 |  | -12.32 | 12.49 | 23.58 |  | 23.58 | 11.09 |  | 11.09 | 12.3 | 41.32 |  | 41.32 | 29.02 |  | 29.02
2020-10-25 11:00 | LONG | LONG | BALP | 12.32 | 15.97 |  | 15.97 | 3.65 |  | 3.65 | 12.49 | 15.97 |  | 15.97 | 3.48 |  | 3.48 | 12.3 | 15.97 |  | 15.97 | 3.67 |  | 3.67
2020-10-25 12:00 | LONG | LONG | BALP | 12.32 | 9.4 |  | 9.4 | -2.92 |  | -2.92 | 12.49 | 9.4 |  | 9.4 | -3.09 |  | -3.09 | 12.3 | 9.4 |  | 9.4 | -2.9 |  | -2.9
2020-10-25 13:00 | LONG | LONG | BALP | 12.32 | 9.89 |  | 9.89 | -2.43 |  | -2.43 | 12.49 | 9.89 |  | 9.89 | -2.6 |  | -2.6 | 12.3 | 9.89 |  | 9.89 | -2.41 |  | -2.41
2020-10-25 14:00 | LONG | LONG | BALP | 12.32 | 10.15 |  | 10.15 | -2.17 |  | -2.17 | 12.49 | 10.15 |  | 10.15 | -2.34 |  | -2.34 | 12.3 | 10.15 |  | 10.15 | -2.15 |  | -2.15
2020-10-25 15:00 | LONG | LONG | BALP | 12.32 | 11.54 |  | 11.54 | -0.78 |  | -0.78 | 12.49 | 11.54 |  | 11.54 | -0.95 |  | -0.95 | 12.3 | 11.54 |  | 11.54 | -0.76 |  | -0.76
2020-10-25 16:00 | LONG | LONG | BALP | 12.32 | 18.18 |  | 18.18 | 5.86 |  | 5.86 | 12.49 | 18.18 |  | 18.18 | 5.69 |  | 5.69 | 12.3 | 18.18 |  | 18.18 | 5.88 |  | 5.88
2020-10-25 17:00 | SHORT | SHORT | BALP | 12.32 | 81.3 | 81.3 |  | 93.62 | 93.62 |  | 12.49 | 81.3 | 81.3 |  | 93.79 | 93.79 |  | 12.3 | 81.3 | 81.3 |  | 93.6 | 93.6
2020-10-25 18:00 | LONG | LONG | BALP | 12.32 | 24.14 |  | 24.14 | 11.82 |  | 11.82 | 12.49 | 24.14 |  | 24.14 | 11.65 |  | 11.65 | 12.3 | 24.14 |  | 24.14 | 11.84 |  | 11.84
2020-10-25 19:00 | LONG | LONG | BALP | 12.32 | 16.77 |  | 16.77 | 4.45 |  | 4.45 | 12.49 | 16.77 |  | 16.77 | 4.28 |  | 4.28 | 12.3 | 16.77 |  | 16.77 | 4.47 |  | 4.47
2020-10-25 20:00 | LONG | LONG | BALP | 12.32 | 10 |  | 10 | -2.32 |  | -2.32 | 12.49 | 10 |  | 10 | -2.49 |  | -2.49 | 12.3 | 10 |  | 10 | -2.3 |  | -2.3
2020-10-25 21:00 | LONG | LONG | BALP | 12.32 | 8.5 |  | 8.5 | -3.82 |  | -3.82 | 12.49 | 8.5 |  | 8.5 | -3.99 |  | -3.99 | 12.3 | 8.5 |  | 8.5 | -3.8 |  | -3.8
2020-10-25 22:00 | LONG | LONG | BALP | 12.32 | 8.5 |  | 8.5 | -3.82 |  | -3.82 | 12.49 | 8.5 |  | 8.5 | -3.99 |  | -3.99 | 12.3 | 8.5 |  | 8.5 | -3.8 |  | -3.8
2020-10-25 23:00 | LONG | LONG | BALP | 12.32 | 8.5 |  | 8.5 | -3.82 |  | -3.82 | 12.49 | 8.5 |  | 8.5 | -3.99 |  | -3.99 | 12.3 | 8.5 |  | 8.5 | -3.8 |  | -3.8
2020-10-26 | LONG | LONG | BALP | 12.32 | 10.4 |  | 10.4 | -1.92 |  | -1.92 | 12.49 | 10.4 |  | 10.4 | -2.09 |  | -2.09 | 12.3 | 10.4 |  | 10.4 | -1.9 |  | -1.9
2020-10-26 01:00 | LONG | LONG | BALP | 12.32 | 9.76 |  | 9.76 | -2.56 |  | -2.56 | 12.49 | 9.76 |  | 9.76 | -2.73 |  | -2.73 | 12.3 | 9.76 |  | 9.76 | -2.54 |  | -2.54
2020-10-26 02:00 | LONG | LONG | BALP | 12.32 | 9.31 |  | 9.31 | -3.01 |  | -3.01 | 12.49 | 9.31 |  | 9.31 | -3.18 |  | -3.18 | 12.3 | 9.31 |  | 9.31 | -2.99 |  | -2.99
2020-10-26 03:00 | LONG | LONG | BALP | 12.32 | 9.64 |  | 9.64 | -2.68 |  | -2.68 | 12.49 | 9.64 |  | 9.64 | -2.85 |  | -2.85 | 12.3 | 9.64 |  | 9.64 | -2.66 |  | -2.66
2020-10-26 04:00 | LONG | LONG | BALP | 12.32 | 10.12 |  | 10.12 | -2.2 |  | -2.2 | 12.49 | 10.12 |  | 10.12 | -2.37 |  | -2.37 | 12.3 | 10.12 |  | 10.12 | -2.18 |  | -2.18
2020-10-26 05:00 | LONG | LONG | VoAA | 12.32 | 0 |  | 0 | -12.32 |  | -12.32 | 12.49 | 8.88 |  | 8.88 | -3.61 |  | -3.61 | 12.3 | 11.36 |  | 11.36 | -0.94 |  | -0.94
2020-10-26 06:00 | SHORT | SHORT | BALP | 12.32 | 12.76 | 12.76 |  | 25.08 | 25.08 |  | 12.49 | 12.76 | 12.76 |  | 25.25 | 25.25 |  | 12.3 | 12.76 | 12.76 |  | 25.06 | 25.06
2020-10-26 07:00 | SHORT | SHORT | BALP | 12.32 | 95 | 95 |  | 107.32 | 107.32 |  | 12.49 | 95 | 95 |  | 107.49 | 107.49 |  | 12.3 | 95 | 95 |  | 107.3 | 107.3
2020-10-26 08:00 | SHORT | SHORT | BALP | 12.32 | 95 | 95 |  | 107.32 | 107.32 |  | 12.49 | 95 | 95 |  | 107.49 | 107.49 |  | 12.3 | 95 | 95 |  | 107.3 | 107.3
2020-10-26 09:00 | SHORT | SHORT | BALP | 12.32 | 95 | 95 |  | 107.32 | 107.32 |  | 12.49 | 95 | 95 |  | 107.49 | 107.49 |  | 12.3 | 95 | 95 |  | 107.3 | 107.3
2020-10-26 10:00 | SHORT | SHORT | BALP | 12.32 | 95 | 95 |  | 107.32 | 107.32 |  | 12.49 | 95 | 95 |  | 107.49 | 107.49 |  | 12.3 | 95 | 95 |  | 107.3 | 107.3
2020-10-26 11:00 | SHORT | SHORT | BALP | 12.32 | 95 | 95 |  | 107.32 | 107.32 |  | 12.49 | 95 | 95 |  | 107.49 | 107.49 |  | 12.3 | 95 | 95 |  | 107.3 | 107.3
2020-10-26 12:00 | SHORT | SHORT | BALP | 12.32 | 95 | 95 |  | 107.32 | 107.32 |  | 12.49 | 95 | 95 |  | 107.49 | 107.49 |  | 12.3 | 95 | 95 |  | 107.3 | 107.3
2020-10-26 13:00 | SHORT | SHORT | BALP | 12.32 | 95 | 95 |  | 107.32 | 107.32 |  | 12.49 | 95 | 95 |  | 107.49 | 107.49 |  | 12.3 | 95 | 95 |  | 107.3 | 107.3
2020-10-26 14:00 | SHORT | SHORT | VoAA | 12.32 | 55.86 | 55.86 |  | 68.18 | 68.18 |  | 12.49 | 58.28 | 58.28 |  | 70.77 | 70.77 |  | 12.3 | 54.86 | 54.86 |  | 67.16 | 67.16
2020-10-26 15:00 | SHORT | SHORT | BALP | 12.32 | 95 | 95 |  | 107.32 | 107.32 |  | 12.49 | 95 | 95 |  | 107.49 | 107.49 |  | 12.3 | 95 | 95 |  | 107.3 | 107.3
2020-10-26 16:00 | SHORT | SHORT | BALP | 12.32 | 95 | 95 |  | 107.32 | 107.32 |  | 12.49 | 95 | 95 |  | 107.49 | 107.49 |  | 12.3 | 95 | 95 |  | 107.3 | 107.3
2020-10-26 17:00 | SHORT | SHORT | BALP | 12.32 | 80 | 80 |  | 92.32 | 92.32 |  | 12.49 | 80 | 80 |  | 92.49 | 92.49 |  | 12.3 | 80 | 80 |  | 92.3 | 92.3
2020-10-26 18:00 | SHORT | SHORT | BALP | 12.32 | 95 | 95 |  | 107.32 | 107.32 |  | 12.49 | 95 | 95 |  | 107.49 | 107.49 |  | 12.3 | 95 | 95 |  | 107.3 | 107.3
2020-10-26 19:00 | LONG | LONG | BALP | 12.32 | 20 |  | 20 | 7.68 |  | 7.68 | 12.49 | 20 |  | 20 | 7.51 |  | 7.51 | 12.3 | 20 |  | 20 | 7.7 |  | 7.7
2020-10-26 20:00 | LONG | LONG | VoAA | 12.32 | 48.9 |  | 48.9 | 36.58 |  | 36.58 | 12.49 | 48.4 |  | 48.4 | 35.91 |  | 35.91 | 12.3 | 55.99 |  | 55.99 | 43.69 |  | 43.69
2020-10-26 21:00 | LONG | LONG | VoAA | 12.32 | 43.3 |  | 43.3 | 30.98 |  | 30.98 | 12.49 | 43.6 |  | 43.6 | 31.11 |  | 31.11 | 12.3 | 42.9 |  | 42.9 | 30.6 |  | 30.6
2020-10-26 22:00 | LONG | LONG | BALP | 12.32 | 11 |  | 11 | -1.32 |  | -1.32 | 12.49 | 11 |  | 11 | -1.49 |  | -1.49 | 12.3 | 11 |  | 11 | -1.3 |  | -1.3
2020-10-26 23:00 | LONG | LONG | BALP | 12.32 | 4.88 |  | 4.88 | -7.44 |  | -7.44 | 12.49 | 4.88 |  | 4.88 | -7.61 |  | -7.61 | 12.3 | 4.88 |  | 4.88 | -7.42 |  | -7.42
2020-10-27 | LONG | LONG | BALP | 12.32 | 6.39 |  | 6.39 | -5.93 |  | -5.93 | 12.49 | 6.39 |  | 6.39 | -6.1 |  | -6.1 | 12.3 | 6.39 |  | 6.39 | -5.91 |  | -5.91
2020-10-27 01:00 | LONG | LONG | VoAA | 12.32 | 43.3 |  | 43.3 | 30.98 |  | 30.98 | 12.49 | 29.28 |  | 29.28 | 16.79 |  | 16.79 | 12.3 | 11.04 |  | 11.04 | -1.26 |  | -1.26
2020-10-27 02:00 | SHORT | SHORT | VoAA | 12.32 | 14.63 | 14.63 |  | 26.95 | 26.95 |  | 12.49 | 28.97 | 28.97 |  | 41.46 | 41.46 |  | 12.3 | 10.26 | 10.26 |  | 22.56 | 22.56
2020-10-27 03:00 | SHORT | SHORT | BALP | 12.32 | 48 | 48 |  | 60.32 | 60.32 |  | 12.49 | 48 | 48 |  | 60.49 | 60.49 |  | 12.3 | 48 | 48 |  | 60.3 | 60.3
2020-10-27 04:00 | SHORT | SHORT | VoAA | 12.32 | 45.3 | 45.3 |  | 57.62 | 57.62 |  | 12.49 | 22.65 | 22.65 |  | 35.14 | 35.14 |  | 12.3 | 9.99 | 9.99 |  | 22.29 | 22.29
2020-10-27 05:00 | LONG | LONG | VoAA | 12.32 | 43.3 |  | 43.3 | 30.98 |  | 30.98 | 12.49 | 44.3 |  | 44.3 | 31.81 |  | 31.81 | 12.3 | 11.23 |  | 11.23 | -1.07 |  | -1.07
2020-10-27 06:00 | SHORT | SHORT | BALP | 12.32 | 48 | 48 |  | 60.32 | 60.32 |  | 12.49 | 48 | 48 |  | 60.49 | 60.49 |  | 12.3 | 48 | 48 |  | 60.3 | 60.3
2020-10-27 07:00 | SHORT | SHORT | BALP | 12.32 | 95 | 95 |  | 107.32 | 107.32 |  | 12.49 | 95 | 95 |  | 107.49 | 107.49 |  | 12.3 | 95 | 95 |  | 107.3 | 107.3
2020-10-27 08:00 | SHORT | SHORT | BALP | 12.32 | 53.49 | 53.49 |  | 65.81 | 65.81 |  | 12.49 | 53.49 | 53.49 |  | 65.98 | 65.98 |  | 12.3 | 53.49 | 53.49 |  | 65.79 | 65.79
2020-10-27 09:00 | SHORT | SHORT | BALP | 12.32 | 95 | 95 |  | 107.32 | 107.32 |  | 12.49 | 95 | 95 |  | 107.49 | 107.49 |  | 12.3 | 95 | 95 |  | 107.3 | 107.3
2020-10-27 10:00 | LONG | LONG | VoAA | 12.32 | 38.9 |  | 38.9 | 26.58 |  | 26.58 | 12.49 | 53.18 |  | 53.18 | 40.69 |  | 40.69 | 12.3 | 66.45 |  | 66.45 | 54.15 |  | 54.15
2020-10-27 11:00 | SHORT | SHORT | VoAA | 12.32 | 40.9 | 40.9 |  | 53.22 | 53.22 |  | 12.49 | 32.45 | 32.45 |  | 44.94 | 44.94 |  | 12.3 | 65.01 | 65.01 |  | 77.31 | 77.31
2020-10-27 12:00 | SHORT | SHORT | BALP | 12.32 | 95 | 95 |  | 107.32 | 107.32 |  | 12.49 | 95 | 95 |  | 107.49 | 107.49 |  | 12.3 | 95 | 95 |  | 107.3 | 107.3
2020-10-27 13:00 | SHORT | SHORT | BALP | 12.32 | 114.57 | 114.57 |  | 126.89 | 126.89 |  | 12.49 | 114.57 | 114.57 |  | 127.06 | 127.06 |  | 12.3 | 114.57 | 114.57 |  | 126.87 | 126.87
2020-10-27 14:00 | SHORT | SHORT | BALP | 12.32 | 95 | 95 |  | 107.32 | 107.32 |  | 12.49 | 95 | 95 |  | 107.49 | 107.49 |  | 12.3 | 95 | 95 |  | 107.3 | 107.3
2020-10-27 15:00 | SHORT | SHORT | BALP | 12.32 | 66 | 66 |  | 78.32 | 78.32 |  | 12.49 | 66 | 66 |  | 78.49 | 78.49 |  | 12.3 | 66 | 66 |  | 78.3 | 78.3
2020-10-27 16:00 | SHORT | SHORT | BALP | 12.32 | 99 | 99 |  | 111.32 | 111.32 |  | 12.49 | 99 | 99 |  | 111.49 | 111.49 |  | 12.3 | 99 | 99 |  | 111.3 | 111.3
2020-10-27 17:00 | SHORT | SHORT | BALP | 12.32 | 121.63 | 121.63 |  | 133.95 | 133.95 |  | 12.49 | 121.63 | 121.63 |  | 134.12 | 134.12 |  | 12.3 | 121.63 | 121.63 |  | 133.93 | 133.93
2020-10-27 18:00 | LONG | LONG | BALP | 12.32 | 9.16 |  | 9.16 | -3.16 |  | -3.16 | 12.49 | 9.16 |  | 9.16 | -3.33 |  | -3.33 | 12.3 | 9.16 |  | 9.16 | -3.14 |  | -3.14
2020-10-27 19:00 | LONG | LONG | BALP | 12.32 | 9 |  | 9 | -3.32 |  | -3.32 | 12.49 | 9 |  | 9 | -3.49 |  | -3.49 | 12.3 | 9 |  | 9 | -3.3 |  | -3.3
2020-10-27 20:00 | LONG | LONG | BALP | 12.32 | 6.41 |  | 6.41 | -5.91 |  | -5.91 | 12.49 | 6.41 |  | 6.41 | -6.08 |  | -6.08 | 12.3 | 6.41 |  | 6.41 | -5.89 |  | -5.89
2020-10-27 21:00 | LONG | LONG | BALP | 12.32 | 6.41 |  | 6.41 | -5.91 |  | -5.91 | 12.49 | 6.41 |  | 6.41 | -6.08 |  | -6.08 | 12.3 | 6.41 |  | 6.41 | -5.89 |  | -5.89
2020-10-27 22:00 | LONG | LONG | BALP | 12.32 | 6 |  | 6 | -6.32 |  | -6.32 | 12.49 | 6 |  | 6 | -6.49 |  | -6.49 | 12.3 | 6 |  | 6 | -6.3 |  | -6.3
2020-10-27 23:00 | LONG | LONG | BALP | 12.32 | 6 |  | 6 | -6.32 |  | -6.32 | 12.49 | 6 |  | 6 | -6.49 |  | -6.49 | 12.3 | 6 |  | 6 | -6.3 |  | -6.3
2020-10-28 | LONG | LONG | VoAA | 12.32 | 0 |  | 0 | -12.32 |  | -12.32 | 12.49 | 4.87 |  | 4.87 | -7.62 |  | -7.62 | 12.3 | 16.64 |  | 16.64 | 4.34 |  | 4.34
2020-10-28 01:00 | LONG | LONG | BALP | 12.32 | 0.46 |  | 0.46 | -11.86 |  | -11.86 | 12.49 | 0.46 |  | 0.46 | -12.03 |  | -12.03 | 12.3 | 0.46 |  | 0.46 | -11.84 |  | -11.84
2020-10-28 02:00 | LONG | LONG | BALP | 12.32 | -0.91 |  | -0.91 | -13.23 |  | -13.23 | 12.49 | -0.91 |  | -0.91 | -13.4 |  | -13.4 | 12.3 | -0.91 |  | -0.91 | -13.21 |  | -13.21
2020-10-28 03:00 | LONG | LONG | BALP | 12.32 | -11 |  | -11 | -23.32 |  | -23.32 | 12.49 | -11 |  | -11 | -23.49 |  | -23.49 | 12.3 | -11 |  | -11 | -23.3 |  | -23.3
2020-10-28 04:00 | LONG | LONG | BALP | 12.32 | 1 |  | 1 | -11.32 |  | -11.32 | 12.49 | 1 |  | 1 | -11.49 |  | -11.49 | 12.3 | 1 |  | 1 | -11.3 |  | -11.3
2020-10-28 05:00 | LONG | LONG | BALP | 12.32 | -6.5 |  | -6.5 | -18.82 |  | -18.82 | 12.49 | -6.5 |  | -6.5 | -18.99 |  | -18.99 | 12.3 | -6.5 |  | -6.5 | -18.8 |  | -18.8
2020-10-28 06:00 | LONG | LONG | BALP | 12.32 | 4 |  | 4 | -8.32 |  | -8.32 | 12.49 | 4 |  | 4 | -8.49 |  | -8.49 | 12.3 | 4 |  | 4 | -8.3 |  | -8.3
2020-10-28 07:00 | LONG | LONG | BALP | 12.32 | 5.48 |  | 5.48 | -6.84 |  | -6.84 | 12.49 | 5.48 |  | 5.48 | -7.01 |  | -7.01 | 12.3 | 5.48 |  | 5.48 | -6.82 |  | -6.82
2020-10-28 08:00 | LONG | LONG | BALP | 12.32 | 8 |  | 8 | -4.32 |  | -4.32 | 12.49 | 8 |  | 8 | -4.49 |  | -4.49 | 12.3 | 8 |  | 8 | -4.3 |  | -4.3
2020-10-28 09:00 | LONG | LONG | BALP | 12.32 | 7 |  | 7 | -5.32 |  | -5.32 | 12.49 | 7 |  | 7 | -5.49 |  | -5.49 | 12.3 | 7 |  | 7 | -5.3 |  | -5.3
2020-10-28 10:00 | LONG | LONG | BALP | 12.32 | 7.31 |  | 7.31 | -5.01 |  | -5.01 | 12.49 | 7.31 |  | 7.31 | -5.18 |  | -5.18 | 12.3 | 7.31 |  | 7.31 | -4.99 |  | -4.99
2020-10-28 11:00 | LONG | LONG | VoAA | 12.32 | 35 |  | 35 | 22.68 |  | 22.68 | 12.49 | 35.45 |  | 35.45 | 22.96 |  | 22.96 | 12.3 | 51.85 |  | 51.85 | 39.55 |  | 39.55
2020-10-28 12:00 | LONG | LONG | VoAA | 12.32 | 35 |  | 35 | 22.68 |  | 22.68 | 12.49 | 44.57 |  | 44.57 | 32.08 |  | 32.08 | 12.3 | 53.14 |  | 53.14 | 40.84 |  | 40.84
2020-10-28 13:00 | LONG | LONG | VoAA | 12.32 | 35 |  | 35 | 22.68 |  | 22.68 | 12.49 | 45.14 |  | 45.14 | 32.65 |  | 32.65 | 12.3 | 54.28 |  | 54.28 | 41.98 |  | 41.98
2020-10-28 14:00 | LONG | LONG | BALP | 12.32 | 9 |  | 9 | -3.32 |  | -3.32 | 12.49 | 9 |  | 9 | -3.49 |  | -3.49 | 12.3 | 9 |  | 9 | -3.3 |  | -3.3
2020-10-28 15:00 | LONG | LONG | BALP | 12.32 | 24 |  | 24 | 11.68 |  | 11.68 | 12.49 | 24 |  | 24 | 11.51 |  | 11.51 | 12.3 | 24 |  | 24 | 11.7 |  | 11.7
2020-10-28 16:00 | LONG | LONG | BALP | 12.32 | 9 |  | 9 | -3.32 |  | -3.32 | 12.49 | 9 |  | 9 | -3.49 |  | -3.49 | 12.3 | 9 |  | 9 | -3.3 |  | -3.3
2020-10-28 17:00 | LONG | LONG | BALP | 12.32 | 9 |  | 9 | -3.32 |  | -3.32 | 12.49 | 9 |  | 9 | -3.49 |  | -3.49 | 12.3 | 9 |  | 9 | -3.3 |  | -3.3
2020-10-28 18:00 | SHORT | SHORT | BALP | 12.32 | 61.95 | 61.95 |  | 74.27 | 74.27 |  | 12.49 | 61.95 | 61.95 |  | 74.44 | 74.44 |  | 12.3 | 61.95 | 61.95 |  | 74.25 | 74.25
2020-10-28 19:00 | LONG | LONG | BALP | 12.32 | 27.5 |  | 27.5 | 15.18 |  | 15.18 | 12.49 | 27.5 |  | 27.5 | 15.01 |  | 15.01 | 12.3 | 27.5 |  | 27.5 | 15.2 |  | 15.2
2020-10-28 20:00 | LONG | LONG | BALP | 12.32 | 8 |  | 8 | -4.32 |  | -4.32 | 12.49 | 8 |  | 8 | -4.49 |  | -4.49 | 12.3 | 8 |  | 8 | -4.3 |  | -4.3
2020-10-28 21:00 | LONG | LONG | BALP | 12.32 | 10 |  | 10 | -2.32 |  | -2.32 | 12.49 | 10 |  | 10 | -2.49 |  | -2.49 | 12.3 | 10 |  | 10 | -2.3 |  | -2.3
2020-10-28 22:00 | LONG | LONG | BALP | 12.32 | 27.5 |  | 27.5 | 15.18 |  | 15.18 | 12.49 | 27.5 |  | 27.5 | 15.01 |  | 15.01 | 12.3 | 27.5 |  | 27.5 | 15.2 |  | 15.2
2020-10-28 23:00 | LONG | LONG | BALP | 12.32 | 22.5 |  | 22.5 | 10.18 |  | 10.18 | 12.49 | 22.5 |  | 22.5 | 10.01 |  | 10.01 | 12.3 | 22.5 |  | 22.5 | 10.2 |  | 10.2
2020-10-29 | LONG | LONG | VoAA | 12.32 | 39.4 |  | 39.4 | 27.08 |  | 27.08 | 12.49 | 25.74 |  | 25.74 | 13.25 |  | 13.25 | 12.3 | 12.98 |  | 12.98 | 0.68 |  | 0.68
2020-10-29 01:00 | LONG | LONG | BALP | 12.32 | 7.07 |  | 7.07 | -5.25 |  | -5.25 | 12.49 | 7.07 |  | 7.07 | -5.42 |  | -5.42 | 12.3 | 7.07 |  | 7.07 | -5.23 |  | -5.23
2020-10-29 02:00 | LONG | LONG | VoAA | 12.32 | 0 |  | 0 | -12.32 |  | -12.32 | 12.49 | 5.75 |  | 5.75 | -6.74 |  | -6.74 | 12.3 | 6.06 |  | 6.06 | -6.24 |  | -6.24
2020-10-29 03:00 | LONG | LONG | VoAA | 12.32 | 0 |  | 0 | -12.32 |  | -12.32 | 12.49 | 5.46 |  | 5.46 | -7.03 |  | -7.03 | 12.3 | 6.5 |  | 6.5 | -5.8 |  | -5.8
2020-10-29 04:00 | LONG | LONG | BALP | 12.32 | 2 |  | 2 | -10.32 |  | -10.32 | 12.49 | 2 |  | 2 | -10.49 |  | -10.49 | 12.3 | 2 |  | 2 | -10.3 |  | -10.3
2020-10-29 05:00 | LONG | LONG | VoAA | 12.32 | 0 |  | 0 | -12.32 |  | -12.32 | 12.49 | 20.7 |  | 20.7 | 8.21 |  | 8.21 | 12.3 | 9.23 |  | 9.23 | -3.07 |  | -3.07
2020-10-29 06:00 | LONG | LONG | VoAA | 12.32 | 42.1 |  | 42.1 | 29.78 |  | 29.78 | 12.49 | 43.1 |  | 43.1 | 30.61 |  | 30.61 | 12.3 | 41.04 |  | 41.04 | 28.74 |  | 28.74
2020-10-29 07:00 | LONG | LONG | BALP | 12.32 | 6 |  | 6 | -6.32 |  | -6.32 | 12.49 | 6 |  | 6 | -6.49 |  | -6.49 | 12.3 | 6 |  | 6 | -6.3 |  | -6.3
2020-10-29 08:00 | LONG | LONG | BALP | 12.32 | 6 |  | 6 | -6.32 |  | -6.32 | 12.49 | 6 |  | 6 | -6.49 |  | -6.49 | 12.3 | 6 |  | 6 | -6.3 |  | -6.3
2020-10-29 09:00 | LONG | LONG | BALP | 12.32 | 6.19 |  | 6.19 | -6.13 |  | -6.13 | 12.49 | 6.19 |  | 6.19 | -6.3 |  | -6.3 | 12.3 | 6.19 |  | 6.19 | -6.11 |  | -6.11
2020-10-29 10:00 | LONG | LONG | BALP | 12.32 | 6.5 |  | 6.5 | -5.82 |  | -5.82 | 12.49 | 6.5 |  | 6.5 | -5.99 |  | -5.99 | 12.3 | 6.5 |  | 6.5 | -5.8 |  | -5.8
2020-10-29 11:00 | SHORT | SHORT | BALP | 12.32 | 95 | 95 |  | 107.32 | 107.32 |  | 12.49 | 95 | 95 |  | 107.49 | 107.49 |  | 12.3 | 95 | 95 |  | 107.3 | 107.3
2020-10-29 12:00 | SHORT | SHORT | BALP | 12.32 | 94 | 94 |  | 106.32 | 106.32 |  | 12.49 | 94 | 94 |  | 106.49 | 106.49 |  | 12.3 | 94 | 94 |  | 106.3 | 106.3
2020-10-29 13:00 | SHORT | SHORT | VoAA | 12.32 | 39.8 | 39.8 |  | 52.12 | 52.12 |  | 12.49 | 36.8 | 36.8 |  | 49.29 | 49.29 |  | 12.3 | 50.03 | 50.03 |  | 62.33 | 62.33
2020-10-29 14:00 | LONG | LONG | BALP | 12.32 | 31.1 |  | 31.1 | 18.78 |  | 18.78 | 12.49 | 31.1 |  | 31.1 | 18.61 |  | 18.61 | 12.3 | 31.1 |  | 31.1 | 18.8 |  | 18.8
2020-10-29 15:00 | LONG | LONG | BALP | 12.32 | 23.66 |  | 23.66 | 11.34 |  | 11.34 | 12.49 | 23.66 |  | 23.66 | 11.17 |  | 11.17 | 12.3 | 23.66 |  | 23.66 | 11.36 |  | 11.36
2020-10-29 16:00 | LONG | LONG | BALP | 12.32 | 27.28 |  | 27.28 | 14.96 |  | 14.96 | 12.49 | 27.28 |  | 27.28 | 14.79 |  | 14.79 | 12.3 | 27.28 |  | 27.28 | 14.98 |  | 14.98
2020-10-29 17:00 | SHORT | SHORT | BALP | 12.32 | 95 | 95 |  | 107.32 | 107.32 |  | 12.49 | 95 | 95 |  | 107.49 | 107.49 |  | 12.3 | 95 | 95 |  | 107.3 | 107.3
2020-10-29 18:00 | SHORT | SHORT | VoAA | 12.32 | 39.8 | 39.8 |  | 52.12 | 52.12 |  | 12.49 | 36.8 | 36.8 |  | 49.29 | 49.29 |  | 12.3 | 66.17 | 66.17 |  | 78.47 | 78.47
2020-10-29 19:00 | LONG | LONG | VoAA | 12.32 | 33.8 |  | 33.8 | 21.48 |  | 21.48 | 12.49 | 36.8 |  | 36.8 | 24.31 |  | 24.31 | 12.3 | 60.64 |  | 60.64 | 48.34 |  | 48.34
2020-10-29 20:00 | LONG | LONG | BALP | 12.32 | 12.65 |  | 12.65 | 0.33 |  | 0.33 | 12.49 | 12.65 |  | 12.65 | 0.16 |  | 0.16 | 12.3 | 12.65 |  | 12.65 | 0.35 |  | 0.35
2020-10-29 21:00 | LONG | LONG | BALP | 12.32 | 11.82 |  | 11.82 | -0.5 |  | -0.5 | 12.49 | 11.82 |  | 11.82 | -0.67 |  | -0.67 | 12.3 | 11.82 |  | 11.82 | -0.48 |  | -0.48
2020-10-29 22:00 | LONG | LONG | VoAA | 12.32 | 33.8 |  | 33.8 | 21.48 |  | 21.48 | 12.49 | 36.8 |  | 36.8 | 24.31 |  | 24.31 | 12.3 | 43.41 |  | 43.41 | 31.11 |  | 31.11
2020-10-29 23:00 | LONG | LONG | BALP | 12.32 | 11.12 |  | 11.12 | -1.2 |  | -1.2 | 12.49 | 11.12 |  | 11.12 | -1.37 |  | -1.37 | 12.3 | 11.12 |  | 11.12 | -1.18 |  | -1.18
2020-10-30 | LONG | LONG | BALP | 12.32 | 10.76 |  | 10.76 | -1.56 |  | -1.56 | 12.49 | 10.76 |  | 10.76 | -1.73 |  | -1.73 | 12.3 | 10.76 |  | 10.76 | -1.54 |  | -1.54
2020-10-30 01:00 | LONG | LONG | BALP | 12.32 | 9.85 |  | 9.85 | -2.47 |  | -2.47 | 12.49 | 9.85 |  | 9.85 | -2.64 |  | -2.64 | 12.3 | 9.85 |  | 9.85 | -2.45 |  | -2.45
2020-10-30 02:00 | LONG | LONG | BALP | 12.32 | 9.58 |  | 9.58 | -2.74 |  | -2.74 | 12.49 | 9.58 |  | 9.58 | -2.91 |  | -2.91 | 12.3 | 9.58 |  | 9.58 | -2.72 |  | -2.72
2020-10-30 03:00 | LONG | LONG | BALP | 12.32 | 8.6 |  | 8.6 | -3.72 |  | -3.72 | 12.49 | 8.6 |  | 8.6 | -3.89 |  | -3.89 | 12.3 | 8.6 |  | 8.6 | -3.7 |  | -3.7
2020-10-30 04:00 | LONG | LONG | BALP | 12.32 | 6.26 |  | 6.26 | -6.06 |  | -6.06 | 12.49 | 6.26 |  | 6.26 | -6.23 |  | -6.23 | 12.3 | 6.26 |  | 6.26 | -6.04 |  | -6.04
2020-10-30 05:00 | LONG | LONG | VoAA | 12.32 | 34.8 |  | 34.8 | 22.48 |  | 22.48 | 12.49 | 33.72 |  | 33.72 | 21.23 |  | 21.23 | 12.3 | 7.64 |  | 7.64 | -4.66 |  | -4.66
2020-10-30 06:00 | LONG | LONG | BALP | 12.32 | 20.2 |  | 20.2 | 7.88 |  | 7.88 | 12.49 | 20.2 |  | 20.2 | 7.71 |  | 7.71 | 12.3 | 20.2 |  | 20.2 | 7.9 |  | 7.9
2020-10-30 07:00 | LONG | LONG | BALP | 12.32 | 28 |  | 28 | 15.68 |  | 15.68 | 12.49 | 28 |  | 28 | 15.51 |  | 15.51 | 12.3 | 28 |  | 28 | 15.7 |  | 15.7
2020-10-30 08:00 | LONG | LONG | BALP | 12.32 | 10 |  | 10 | -2.32 |  | -2.32 | 12.49 | 10 |  | 10 | -2.49 |  | -2.49 | 12.3 | 10 |  | 10 | -2.3 |  | -2.3
2020-10-30 09:00 | LONG | LONG | BALP | 12.32 | 10 |  | 10 | -2.32 |  | -2.32 | 12.49 | 10 |  | 10 | -2.49 |  | -2.49 | 12.3 | 10 |  | 10 | -2.3 |  | -2.3
2020-10-30 10:00 | LONG | LONG | BALP | 12.32 | 16 |  | 16 | 3.68 |  | 3.68 | 12.49 | 16 |  | 16 | 3.51 |  | 3.51 | 12.3 | 16 |  | 16 | 3.7 |  | 3.7
2020-10-30 11:00 | LONG | LONG | BALP | 12.32 | 57.2 |  | 57.2 | 44.88 |  | 44.88 | 12.49 | 57.2 |  | 57.2 | 44.71 |  | 44.71 | 12.3 | 57.2 |  | 57.2 | 44.9 |  | 44.9
2020-10-30 12:00 | LONG | LONG | BALP | 12.32 | 24.2 |  | 24.2 | 11.88 |  | 11.88 | 12.49 | 24.2 |  | 24.2 | 11.71 |  | 11.71 | 12.3 | 24.2 |  | 24.2 | 11.9 |  | 11.9
2020-10-30 13:00 | LONG | LONG | VoAA | 12.32 | 55.2 |  | 55.2 | 42.88 |  | 42.88 | 12.49 | 57.2 |  | 57.2 | 44.71 |  | 44.71 | 12.3 | 60.42 |  | 60.42 | 48.12 |  | 48.12
2020-10-30 14:00 | LONG | LONG | BALP | 12.32 | 55.2 |  | 55.2 | 42.88 |  | 42.88 | 12.49 | 55.2 |  | 55.2 | 42.71 |  | 42.71 | 12.3 | 55.2 |  | 55.2 | 42.9 |  | 42.9
2020-10-30 15:00 | LONG | LONG | BALP | 12.32 | 55.2 |  | 55.2 | 42.88 |  | 42.88 | 12.49 | 55.2 |  | 55.2 | 42.71 |  | 42.71 | 12.3 | 55.2 |  | 55.2 | 42.9 |  | 42.9
2020-10-30 16:00 | LONG | LONG | BALP | 12.32 | 55.2 |  | 55.2 | 42.88 |  | 42.88 | 12.49 | 55.2 |  | 55.2 | 42.71 |  | 42.71 | 12.3 | 55.2 |  | 55.2 | 42.9 |  | 42.9
2020-10-30 17:00 | SHORT | SHORT | BALP | 12.32 | 95 | 95 |  | 107.32 | 107.32 |  | 12.49 | 95 | 95 |  | 107.49 | 107.49 |  | 12.3 | 95 | 95 |  | 107.3 | 107.3
2020-10-30 18:00 | SHORT | SHORT | BALP | 12.32 | 95 | 95 |  | 107.32 | 107.32 |  | 12.49 | 95 | 95 |  | 107.49 | 107.49 |  | 12.3 | 95 | 95 |  | 107.3 | 107.3
2020-10-30 19:00 | LONG | LONG | VoAA | 12.32 | 55.2 |  | 55.2 | 42.88 |  | 42.88 | 12.49 | 51.86 |  | 51.86 | 39.37 |  | 39.37 | 12.3 | 63.29 |  | 63.29 | 50.99 |  | 50.99
2020-10-30 20:00 | SHORT | SHORT | BALP | 12.32 | 58.12 | 58.12 |  | 70.44 | 70.44 |  | 12.49 | 58.12 | 58.12 |  | 70.61 | 70.61 |  | 12.3 | 58.12 | 58.12 |  | 70.42 | 70.42
2020-10-30 21:00 | LONG | LONG | BALP | 12.32 | 12.01 |  | 12.01 | -0.31 |  | -0.31 | 12.49 | 12.01 |  | 12.01 | -0.48 |  | -0.48 | 12.3 | 12.01 |  | 12.01 | -0.29 |  | -0.29
2020-10-30 22:00 | LONG | LONG | VoAA | 12.32 | 32.9 |  | 32.9 | 20.58 |  | 20.58 | 12.49 | 23.98 |  | 23.98 | 11.49 |  | 11.49 | 12.3 | 45.67 |  | 45.67 | 33.37 |  | 33.37
2020-10-30 23:00 | LONG | LONG | BALP | 12.32 | 10.06 |  | 10.06 | -2.26 |  | -2.26 | 12.49 | 10.06 |  | 10.06 | -2.43 |  | -2.43 | 12.3 | 10.06 |  | 10.06 | -2.24 |  | -2.24
2020-10-31 | LONG | LONG | BALP | 12.32 | 15.5 |  | 15.5 | 3.18 |  | 3.18 | 12.49 | 15.5 |  | 15.5 | 3.01 |  | 3.01 | 12.3 | 15.5 |  | 15.5 | 3.2 |  | 3.2
2020-10-31 01:00 | SHORT | SHORT | BALP | 12.32 | 48.8 | 48.8 |  | 61.12 | 61.12 |  | 12.49 | 48.8 | 48.8 |  | 61.29 | 61.29 |  | 12.3 | 48.8 | 48.8 |  | 61.1 | 61.1
2020-10-31 02:00 | SHORT | SHORT | BALP | 12.32 | 48.8 | 48.8 |  | 61.12 | 61.12 |  | 12.49 | 48.8 | 48.8 |  | 61.29 | 61.29 |  | 12.3 | 48.8 | 48.8 |  | 61.1 | 61.1
2020-10-31 03:00 | SHORT | LONG | BALP | 12.32 | 43.8 | 43.8 |  | 56.12 | 56.12 |  | 12.49 | 43.8 | 43.8 |  | 56.29 | 56.29 |  | 12.3 | 26.07 |  | 26.07 | 13.77 |  | 13.77
2020-10-31 04:00 | LONG | LONG | VoAA | 12.32 | 29.8 |  | 29.8 | 17.48 |  | 17.48 | 12.49 | 37.61 |  | 37.61 | 25.12 |  | 25.12 | 12.3 | 26.09 |  | 26.09 | 13.79 |  | 13.79
2020-10-31 05:00 | SHORT | SHORT | BALP | 12.32 | 50 | 50 |  | 62.32 | 62.32 |  | 12.49 | 50 | 50 |  | 62.49 | 62.49 |  | 12.3 | 50 | 50 |  | 62.3 | 62.3
2020-10-31 06:00 | SHORT | LONG | BALP | 12.32 | 43.8 | 43.8 |  | 56.12 | 56.12 |  | 12.49 | 43.8 | 43.8 |  | 56.29 | 56.29 |  | 12.3 | 41.18 |  | 41.18 | 28.88 |  | 28.88
2020-10-31 07:00 | LONG | LONG | VoAA | 12.32 | 29.6 |  | 29.6 | 17.28 |  | 17.28 | 12.49 | 36.6 |  | 36.6 | 24.11 |  | 24.11 | 12.3 | 43.22 |  | 43.22 | 30.92 |  | 30.92
2020-10-31 08:00 | LONG | LONG | VoAA | 12.32 | 33.5 |  | 33.5 | 21.18 |  | 21.18 | 12.49 | 36.5 |  | 36.5 | 24.01 |  | 24.01 | 12.3 | 45.69 |  | 45.69 | 33.39 |  | 33.39
2020-10-31 09:00 | SHORT | SHORT | BALP | 12.32 | 50.06 | 50.06 |  | 62.38 | 62.38 |  | 12.49 | 50.06 | 50.06 |  | 62.55 | 62.55 |  | 12.3 | 50.06 | 50.06 |  | 62.36 | 62.36
2020-10-31 10:00 | SHORT | LONG | BALP | 12.32 | 47.5 | 47.5 |  | 59.82 | 59.82 |  | 12.49 | 47.5 | 47.5 |  | 59.99 | 59.99 |  | 12.3 | 57.16 |  | 57.16 | 44.86 |  | 44.86
2020-10-31 11:00 | LONG | LONG | VoAA | 12.32 | 33.5 |  | 33.5 | 21.18 |  | 21.18 | 12.49 | 43 |  | 43 | 30.51 |  | 30.51 | 12.3 | 57.8 |  | 57.8 | 45.5 |  | 45.5
2020-10-31 12:00 | SHORT | SHORT | VoAA | 12.32 | 52.5 | 52.5 |  | 64.82 | 64.82 |  | 12.49 | 43 | 43 |  | 55.49 | 55.49 |  | 12.3 | 56.26 | 56.26 |  | 68.56 | 68.56
2020-10-31 13:00 | SHORT | SHORT | BALP | 12.32 | 67.5 | 67.5 |  | 79.82 | 79.82 |  | 12.49 | 67.5 | 67.5 |  | 79.99 | 79.99 |  | 12.3 | 67.5 | 67.5 |  | 79.8 | 79.8
2020-10-31 14:00 | SHORT | SHORT | BALP | 12.32 | 52.5 | 52.5 |  | 64.82 | 64.82 |  | 12.49 | 52.5 | 52.5 |  | 64.99 | 64.99 |  | 12.3 | 52.5 | 52.5 |  | 64.8 | 64.8
2020-10-31 15:00 | SHORT | SHORT | BALP | 12.32 | 52.5 | 52.5 |  | 64.82 | 64.82 |  | 12.49 | 52.5 | 52.5 |  | 64.99 | 64.99 |  | 12.3 | 52.5 | 52.5 |  | 64.8 | 64.8
2020-10-31 16:00 | SHORT | SHORT | BALP | 12.32 | 52.5 | 52.5 |  | 64.82 | 64.82 |  | 12.49 | 52.5 | 52.5 |  | 64.99 | 64.99 |  | 12.3 | 52.5 | 52.5 |  | 64.8 | 64.8
2020-10-31 17:00 | SHORT | SHORT | BALP | 12.32 | 62.35 | 62.35 |  | 74.67 | 74.67 |  | 12.49 | 62.35 | 62.35 |  | 74.84 | 74.84 |  | 12.3 | 62.35 | 62.35 |  | 74.65 | 74.65
2020-10-31 18:00 | SHORT | SHORT | BALP | 12.32 | 52.5 | 52.5 |  | 64.82 | 64.82 |  | 12.49 | 52.5 | 52.5 |  | 64.99 | 64.99 |  | 12.3 | 52.5 | 52.5 |  | 64.8 | 64.8
2020-10-31 19:00 | LONG | LONG | BALP | 12.32 | 10 |  | 10 | -2.32 |  | -2.32 | 12.49 | 10 |  | 10 | -2.49 |  | -2.49 | 12.3 | 10 |  | 10 | -2.3 |  | -2.3
2020-10-31 20:00 | LONG | LONG | BALP | 12.32 | 9.8 |  | 9.8 | -2.52 |  | -2.52 | 12.49 | 9.8 |  | 9.8 | -2.69 |  | -2.69 | 12.3 | 9.8 |  | 9.8 | -2.5 |  | -2.5
2020-10-31 21:00 | LONG | LONG | BALP | 12.32 | 8.26 |  | 8.26 | -4.06 |  | -4.06 | 12.49 | 8.26 |  | 8.26 | -4.23 |  | -4.23 | 12.3 | 8.26 |  | 8.26 | -4.04 |  | -4.04
2020-10-31 22:00 | LONG | LONG | BALP | 12.32 | -2.34 |  | -2.34 | -14.66 |  | -14.66 | 12.49 | -2.34 |  | -2.34 | -14.83 |  | -14.83 | 12.3 | -2.34 |  | -2.34 | -14.64 |  | -14.64
2020-10-31 23:00 | LONG | LONG | VoAA | 12.32 | 1 |  | 1 | -11.32 |  | -11.32 | 12.49 | 9.47 |  | 9.47 | -3.02 |  | -3.02 | 12.3 | 12.97 |  | 12.97 | 0.67 |  | 0.67
2020-11-01 | LONG | LONG | VoAA | 10.08 | 0.1 |  | 0.1 | -9.98 |  | -9.98 | 10.5 | 14.57 |  | 14.57 | 4.07 |  | 4.07 | 9.8 | 12.93 |  | 12.93 | 3.13 |  | 3.13
2020-11-01 01:00 | LONG | LONG | VoAA | 10.08 | -9.59 |  | -9.59 | -19.67 |  | -19.67 | 10.5 | 0.22 |  | 0.22 | -10.28 |  | -10.28 | 9.8 | 24.03 |  | 24.03 | 14.23 |  | 14.23
2020-11-01 02:00 | LONG | LONG | VoAA | 10.08 | 0 |  | 0 | -10.08 |  | -10.08 | 10.5 | 4.26 |  | 4.26 | -6.24 |  | -6.24 | 9.8 | 5.03 |  | 5.03 | -4.77 |  | -4.77
2020-11-01 03:00 | LONG | LONG | BALP | 10.08 | 3.51 |  | 3.51 | -6.57 |  | -6.57 | 10.5 | 3.51 |  | 3.51 | -6.99 |  | -6.99 | 9.8 | 3.51 |  | 3.51 | -6.29 |  | -6.29
2020-11-01 04:00 | LONG | LONG | BALP | 10.08 | 3.54 |  | 3.54 | -6.54 |  | -6.54 | 10.5 | 3.54 |  | 3.54 | -6.96 |  | -6.96 | 9.8 | 3.54 |  | 3.54 | -6.26 |  | -6.26
2020-11-01 05:00 | LONG | LONG | BALP | 10.08 | 0.9 |  | 0.9 | -9.18 |  | -9.18 | 10.5 | 0.9 |  | 0.9 | -9.6 |  | -9.6 | 9.8 | 0.9 |  | 0.9 | -8.9 |  | -8.9
2020-11-01 06:00 | LONG | LONG | BALP | 10.08 | 0 |  | 0 | -10.08 |  | -10.08 | 10.5 | 0 |  | 0 | -10.5 |  | -10.5 | 9.8 | 0 |  | 0 | -9.8 |  | -9.8
2020-11-01 07:00 | LONG | LONG | BALP | 10.08 | 0 |  | 0 | -10.08 |  | -10.08 | 10.5 | 0 |  | 0 | -10.5 |  | -10.5 | 9.8 | 0 |  | 0 | -9.8 |  | -9.8
2020-11-01 08:00 | LONG | LONG | BALP | 10.08 | 0 |  | 0 | -10.08 |  | -10.08 | 10.5 | 0 |  | 0 | -10.5 |  | -10.5 | 9.8 | 0 |  | 0 | -9.8 |  | -9.8
2020-11-01 09:00 | LONG | LONG | BALP | 10.08 | 0 |  | 0 | -10.08 |  | -10.08 | 10.5 | 0 |  | 0 | -10.5 |  | -10.5 | 9.8 | 0 |  | 0 | -9.8 |  | -9.8
2020-11-01 10:00 | SHORT | SHORT | BALP | 10.08 | 60 | 60 |  | 70.08 | 70.08 |  | 10.5 | 60 | 60 |  | 70.5 | 70.5 |  | 9.8 | 60 | 60 |  | 69.8 | 69.8
2020-11-01 11:00 | SHORT | SHORT | BALP | 10.08 | 95 | 95 |  | 105.08 | 105.08 |  | 10.5 | 95 | 95 |  | 105.5 | 105.5 |  | 9.8 | 95 | 95 |  | 104.8 | 104.8
2020-11-01 12:00 | SHORT | SHORT | BALP | 10.08 | 95 | 95 |  | 105.08 | 105.08 |  | 10.5 | 95 | 95 |  | 105.5 | 105.5 |  | 9.8 | 95 | 95 |  | 104.8 | 104.8
2020-11-01 13:00 | SHORT | SHORT | BALP | 10.08 | 60 | 60 |  | 70.08 | 70.08 |  | 10.5 | 60 | 60 |  | 70.5 | 70.5 |  | 9.8 | 60 | 60 |  | 69.8 | 69.8
2020-11-01 14:00 | SHORT | SHORT | BALP | 10.08 | 65 | 65 |  | 75.08 | 75.08 |  | 10.5 | 65 | 65 |  | 75.5 | 75.5 |  | 9.8 | 65 | 65 |  | 74.8 | 74.8
2020-11-01 15:00 | SHORT | SHORT | BALP | 10.08 | 95 | 95 |  | 105.08 | 105.08 |  | 10.5 | 95 | 95 |  | 105.5 | 105.5 |  | 9.8 | 95 | 95 |  | 104.8 | 104.8
2020-11-01 16:00 | SHORT | SHORT | BALP | 10.08 | 33.6 | 33.6 |  | 43.68 | 43.68 |  | 10.5 | 33.6 | 33.6 |  | 44.1 | 44.1 |  | 9.8 | 33.6 | 33.6 |  | 43.4 | 43.4
2020-11-01 17:00 | LONG | LONG | VoAA | 10.08 | 20 |  | 20 | 9.92 |  | 9.92 | 10.5 | 32.91 |  | 32.91 | 22.41 |  | 22.41 | 9.8 | 32.08 |  | 32.08 | 22.28 |  | 22.28
2020-11-01 18:00 | SHORT | LONG | BALP | 10.08 | 60 | 60 |  | 70.08 | 70.08 |  | 10.5 | 60 | 60 |  | 70.5 | 70.5 |  | 9.8 | 40.82 |  | 40.82 | 31.02 |  | 31.02
2020-11-01 19:00 | LONG | LONG | VoAA | 10.08 | 28 |  | 28 | 17.92 |  | 17.92 | 10.5 | 44 |  | 44 | 33.5 |  | 33.5 | 9.8 | 40.71 |  | 40.71 | 30.91 |  | 30.91
2020-11-01 20:00 | LONG | LONG | BALP | 10.08 | 0.9 |  | 0.9 | -9.18 |  | -9.18 | 10.5 | 0.9 |  | 0.9 | -9.6 |  | -9.6 | 9.8 | 0.9 |  | 0.9 | -8.9 |  | -8.9
2020-11-01 21:00 | LONG | LONG | VoAA | 10.08 | 0.1 |  | 0.1 | -9.98 |  | -9.98 | 10.5 | 4.47 |  | 4.47 | -6.03 |  | -6.03 | 9.8 | 5 |  | 5 | -4.8 |  | -4.8
2020-11-01 22:00 | LONG | LONG | BALP | 10.08 | -10 |  | -10 | -20.08 |  | -20.08 | 10.5 | -10 |  | -10 | -20.5 |  | -20.5 | 9.8 | -10 |  | -10 | -19.8 |  | -19.8
2020-11-01 23:00 | SHORT | SHORT | BALP | 10.08 | 94 | 94 |  | 104.08 | 104.08 |  | 10.5 | 94 | 94 |  | 104.5 | 104.5 |  | 9.8 | 94 | 94 |  | 103.8 | 103.8
2020-11-02 | SHORT | SHORT | BALP | 10.08 | 62.7 | 62.7 |  | 72.78 | 72.78 |  | 10.5 | 62.7 | 62.7 |  | 73.2 | 73.2 |  | 9.8 | 62.7 | 62.7 |  | 72.5 | 72.5
2020-11-02 01:00 | LONG | LONG | BALP | 10.08 | -50 |  | -50 | -60.08 |  | -60.08 | 10.5 | -50 |  | -50 | -60.5 |  | -60.5 | 9.8 | -50 |  | -50 | -59.8 |  | -59.8
2020-11-02 02:00 | LONG | LONG | BALP | 10.08 | -50 |  | -50 | -60.08 |  | -60.08 | 10.5 | -50 |  | -50 | -60.5 |  | -60.5 | 9.8 | -50 |  | -50 | -59.8 |  | -59.8
2020-11-02 03:00 | LONG | LONG | BALP | 10.08 | -50 |  | -50 | -60.08 |  | -60.08 | 10.5 | -50 |  | -50 | -60.5 |  | -60.5 | 9.8 | -50 |  | -50 | -59.8 |  | -59.8
2020-11-02 04:00 | LONG | LONG | BALP | 10.08 | -50 |  | -50 | -60.08 |  | -60.08 | 10.5 | -50 |  | -50 | -60.5 |  | -60.5 | 9.8 | -50 |  | -50 | -59.8 |  | -59.8
2020-11-02 05:00 | LONG | LONG | BALP | 10.08 | -50 |  | -50 | -60.08 |  | -60.08 | 10.5 | -50 |  | -50 | -60.5 |  | -60.5 | 9.8 | -50 |  | -50 | -59.8 |  | -59.8
2020-11-02 06:00 | SHORT | SHORT | BALP | 10.08 | 62.7 | 62.7 |  | 72.78 | 72.78 |  | 10.5 | 62.7 | 62.7 |  | 73.2 | 73.2 |  | 9.8 | 62.7 | 62.7 |  | 72.5 | 72.5
2020-11-02 07:00 | SHORT | SHORT | BALP | 10.08 | 95 | 95 |  | 105.08 | 105.08 |  | 10.5 | 95 | 95 |  | 105.5 | 105.5 |  | 9.8 | 95 | 95 |  | 104.8 | 104.8
2020-11-02 08:00 | SHORT | SHORT | BALP | 10.08 | 94 | 94 |  | 104.08 | 104.08 |  | 10.5 | 94 | 94 |  | 104.5 | 104.5 |  | 9.8 | 94 | 94 |  | 103.8 | 103.8
2020-11-02 09:00 | SHORT | LONG | BALP | 10.08 | 75.7 | 75.7 |  | 85.78 | 85.78 |  | 10.5 | 75.7 | 75.7 |  | 86.2 | 86.2 |  | 9.8 | 45.97 |  | 45.97 | 36.17 |  | 36.17
2020-11-02 10:00 | LONG | LONG | BALP | 10.08 | 37.6 |  | 37.6 | 27.52 |  | 27.52 | 10.5 | 37.6 |  | 37.6 | 27.1 |  | 27.1 | 9.8 | 37.6 |  | 37.6 | 27.8 |  | 27.8
2020-11-02 11:00 | LONG | LONG | BALP | 10.08 | 41.7 |  | 41.7 | 31.62 |  | 31.62 | 10.5 | 41.7 |  | 41.7 | 31.2 |  | 31.2 | 9.8 | 41.7 |  | 41.7 | 31.9 |  | 31.9
2020-11-02 12:00 | SHORT | SHORT | VoAA | 10.08 | 50.01 | 50.01 |  | 60.09 | 60.09 |  | 10.5 | 55.36 | 55.36 |  | 65.86 | 65.86 |  | 9.8 | 45.01 | 45.01 |  | 54.81 | 54.81
2020-11-02 13:00 | SHORT | SHORT | BALP | 10.08 | 94 | 94 |  | 104.08 | 104.08 |  | 10.5 | 94 | 94 |  | 104.5 | 104.5 |  | 9.8 | 94 | 94 |  | 103.8 | 103.8
2020-11-02 14:00 | SHORT | SHORT | BALP | 10.08 | 60 | 60 |  | 70.08 | 70.08 |  | 10.5 | 60 | 60 |  | 70.5 | 70.5 |  | 9.8 | 60 | 60 |  | 69.8 | 69.8
2020-11-02 15:00 | SHORT | SHORT | BALP | 10.08 | 95 | 95 |  | 105.08 | 105.08 |  | 10.5 | 95 | 95 |  | 105.5 | 105.5 |  | 9.8 | 95 | 95 |  | 104.8 | 104.8
2020-11-02 16:00 | SHORT | SHORT | BALP | 10.08 | 94 | 94 |  | 104.08 | 104.08 |  | 10.5 | 94 | 94 |  | 104.5 | 104.5 |  | 9.8 | 94 | 94 |  | 103.8 | 103.8
2020-11-02 17:00 | SHORT | SHORT | BALP | 10.08 | 95 | 95 |  | 105.08 | 105.08 |  | 10.5 | 95 | 95 |  | 105.5 | 105.5 |  | 9.8 | 95 | 95 |  | 104.8 | 104.8
2020-11-02 18:00 | SHORT | SHORT | BALP | 10.08 | 95 | 95 |  | 105.08 | 105.08 |  | 10.5 | 95 | 95 |  | 105.5 | 105.5 |  | 9.8 | 95 | 95 |  | 104.8 | 104.8
2020-11-02 19:00 | SHORT | SHORT | BALP | 10.08 | 94 | 94 |  | 104.08 | 104.08 |  | 10.5 | 94 | 94 |  | 104.5 | 104.5 |  | 9.8 | 94 | 94 |  | 103.8 | 103.8
2020-11-02 20:00 | SHORT | LONG | BALP | 10.08 | 75.7 | 75.7 |  | 85.78 | 85.78 |  | 10.5 | 75.7 | 75.7 |  | 86.2 | 86.2 |  | 9.8 | 44.45 |  | 44.45 | 34.65 |  | 34.65
2020-11-02 21:00 | SHORT | LONG | BALP | 10.08 | 9.97 | 9.97 |  | 20.05 | 20.05 |  | 10.5 | 9.97 | 9.97 |  | 20.47 | 20.47 |  | 9.8 | 41.98 |  | 41.98 | 32.18 |  | 32.18
2020-11-02 22:00 | SHORT | SHORT | BALP | 10.08 | 62.7 | 62.7 |  | 72.78 | 72.78 |  | 10.5 | 62.7 | 62.7 |  | 73.2 | 73.2 |  | 9.8 | 62.7 | 62.7 |  | 72.5 | 72.5
2020-11-02 23:00 | SHORT | SHORT | BALP | 10.08 | 60 | 60 |  | 70.08 | 70.08 |  | 10.5 | 60 | 60 |  | 70.5 | 70.5 |  | 9.8 | 60 | 60 |  | 69.8 | 69.8
2020-11-03 | LONG | LONG | VoAA | 10.08 | 63.5 |  | 63.5 | 53.42 |  | 53.42 | 10.5 | 61.75 |  | 61.75 | 51.25 |  | 51.25 | 9.8 | 1.49 |  | 1.49 | -8.31 |  | -8.31
2020-11-03 01:00 | LONG | LONG | BALP | 10.08 | -0.41 |  | -0.41 | -10.49 |  | -10.49 | 10.5 | -0.41 |  | -0.41 | -10.91 |  | -10.91 | 9.8 | -0.41 |  | -0.41 | -10.21 |  | -10.21
2020-11-03 02:00 | LONG | LONG | VoAA | 10.08 | 0 |  | 0 | -10.08 |  | -10.08 | 10.5 | 2.57 |  | 2.57 | -7.93 |  | -7.93 | 9.8 | 0.11 |  | 0.11 | -9.69 |  | -9.69
2020-11-03 03:00 | LONG | LONG | BALP | 10.08 | -9 |  | -9 | -19.08 |  | -19.08 | 10.5 | -9 |  | -9 | -19.5 |  | -19.5 | 9.8 | -9 |  | -9 | -18.8 |  | -18.8
2020-11-03 04:00 | LONG | LONG | VoAA | 10.08 | 0 |  | 0 | -10.08 |  | -10.08 | 10.5 | 3.06 |  | 3.06 | -7.44 |  | -7.44 | 9.8 | 0.43 |  | 0.43 | -9.37 |  | -9.37
2020-11-03 05:00 | LONG | LONG | VoAA | 10.08 | 0 |  | 0 | -10.08 |  | -10.08 | 10.5 | 3.76 |  | 3.76 | -6.74 |  | -6.74 | 9.8 | 1.11 |  | 1.11 | -8.69 |  | -8.69
2020-11-03 06:00 | LONG | LONG | BALP | 10.08 | 2.52 |  | 2.52 | -7.56 |  | -7.56 | 10.5 | 2.52 |  | 2.52 | -7.98 |  | -7.98 | 9.8 | 2.52 |  | 2.52 | -7.28 |  | -7.28
2020-11-03 07:00 | SHORT | SHORT | BALP | 10.08 | 95 | 95 |  | 105.08 | 105.08 |  | 10.5 | 95 | 95 |  | 105.5 | 105.5 |  | 9.8 | 95 | 95 |  | 104.8 | 104.8
2020-11-03 08:00 | SHORT | SHORT | VoAA | 10.08 | 65.5 | 65.5 |  | 75.58 | 75.58 |  | 10.5 | 64.5 | 64.5 |  | 75 | 75 |  | 9.8 | 55.38 | 55.38 |  | 65.18 | 65.18
2020-11-03 09:00 | SHORT | SHORT | BALP | 10.08 | 95 | 95 |  | 105.08 | 105.08 |  | 10.5 | 95 | 95 |  | 105.5 | 105.5 |  | 9.8 | 95 | 95 |  | 104.8 | 104.8
2020-11-03 10:00 | SHORT | SHORT | BALP | 10.08 | 95 | 95 |  | 105.08 | 105.08 |  | 10.5 | 95 | 95 |  | 105.5 | 105.5 |  | 9.8 | 95 | 95 |  | 104.8 | 104.8
2020-11-03 11:00 | SHORT | SHORT | BALP | 10.08 | 95 | 95 |  | 105.08 | 105.08 |  | 10.5 | 95 | 95 |  | 105.5 | 105.5 |  | 9.8 | 95 | 95 |  | 104.8 | 104.8
2020-11-03 12:00 | LONG | LONG | BALP | 10.08 | 8.27 |  | 8.27 | -1.81 |  | -1.81 | 10.5 | 8.27 |  | 8.27 | -2.23 |  | -2.23 | 9.8 | 8.27 |  | 8.27 | -1.53 |  | -1.53
2020-11-03 13:00 | LONG | LONG | BALP | 10.08 | 7.98 |  | 7.98 | -2.1 |  | -2.1 | 10.5 | 7.98 |  | 7.98 | -2.52 |  | -2.52 | 9.8 | 7.98 |  | 7.98 | -1.82 |  | -1.82
2020-11-03 14:00 | LONG | LONG | BALP | 10.08 | 25 |  | 25 | 14.92 |  | 14.92 | 10.5 | 25 |  | 25 | 14.5 |  | 14.5 | 9.8 | 25 |  | 25 | 15.2 |  | 15.2
2020-11-03 15:00 | LONG | LONG | BALP | 10.08 | 11.49 |  | 11.49 | 1.41 |  | 1.41 | 10.5 | 11.49 |  | 11.49 | 0.99 |  | 0.99 | 9.8 | 11.49 |  | 11.49 | 1.69 |  | 1.69
2020-11-03 16:00 | LONG | LONG | BALP | 10.08 | 2 |  | 2 | -8.08 |  | -8.08 | 10.5 | 2 |  | 2 | -8.5 |  | -8.5 | 9.8 | 2 |  | 2 | -7.8 |  | -7.8
2020-11-03 17:00 | SHORT | SHORT | BALP | 10.08 | 95 | 95 |  | 105.08 | 105.08 |  | 10.5 | 95 | 95 |  | 105.5 | 105.5 |  | 9.8 | 95 | 95 |  | 104.8 | 104.8
2020-11-03 18:00 | SHORT | SHORT | BALP | 10.08 | 126.16 | 126.16 |  | 136.24 | 136.24 |  | 10.5 | 126.16 | 126.16 |  | 136.66 | 136.66 |  | 9.8 | 126.16 | 126.16 |  | 135.96 | 135.96
2020-11-03 19:00 | LONG | LONG | VoAA | 10.08 | 39.5 |  | 39.5 | 29.42 |  | 29.42 | 10.5 | 49.75 |  | 49.75 | 39.25 |  | 39.25 | 9.8 | 56.2 |  | 56.2 | 46.4 |  | 46.4
2020-11-03 20:00 | SHORT | SHORT | BALP | 10.08 | 42.49 | 42.49 |  | 52.57 | 52.57 |  | 10.5 | 42.49 | 42.49 |  | 52.99 | 52.99 |  | 9.8 | 42.49 | 42.49 |  | 52.29 | 52.29
2020-11-03 21:00 | SHORT | SHORT | BALP | 10.08 | 94 | 94 |  | 104.08 | 104.08 |  | 10.5 | 94 | 94 |  | 104.5 | 104.5 |  | 9.8 | 94 | 94 |  | 103.8 | 103.8
2020-11-03 22:00 | SHORT | SHORT | BALP | 10.08 | 95 | 95 |  | 105.08 | 105.08 |  | 10.5 | 95 | 95 |  | 105.5 | 105.5 |  | 9.8 | 95 | 95 |  | 104.8 | 104.8
2020-11-03 23:00 | SHORT | SHORT | BALP | 10.08 | 63.01 | 63.01 |  | 73.09 | 73.09 |  | 10.5 | 63.01 | 63.01 |  | 73.51 | 73.51 |  | 9.8 | 63.01 | 63.01 |  | 72.81 | 72.81
2020-11-04 | SHORT | SHORT | BALP | 10.08 | 60 | 60 |  | 70.08 | 70.08 |  | 10.5 | 60 | 60 |  | 70.5 | 70.5 |  | 9.8 | 60 | 60 |  | 69.8 | 69.8
2020-11-04 01:00 | LONG | LONG | VoAA | 10.08 | -18.41 |  | -18.41 | -28.49 |  | -28.49 | 10.5 | 20.8 |  | 20.8 | 10.3 |  | 10.3 | 9.8 | 12.02 |  | 12.02 | 2.22 |  | 2.22
2020-11-04 02:00 | LONG | LONG | BALP | 10.08 | 1.49 |  | 1.49 | -8.59 |  | -8.59 | 10.5 | 1.49 |  | 1.49 | -9.01 |  | -9.01 | 9.8 | 1.49 |  | 1.49 | -8.31 |  | -8.31
2020-11-04 03:00 | LONG | LONG | BALP | 10.08 | 1.44 |  | 1.44 | -8.64 |  | -8.64 | 10.5 | 1.44 |  | 1.44 | -9.06 |  | -9.06 | 9.8 | 1.44 |  | 1.44 | -8.36 |  | -8.36
2020-11-04 04:00 | LONG | LONG | VoAA | 10.08 | 0 |  | 0 | -10.08 |  | -10.08 | 10.5 | 3.23 |  | 3.23 | -7.27 |  | -7.27 | 9.8 | 1.42 |  | 1.42 | -8.38 |  | -8.38
2020-11-04 05:00 | SHORT | SHORT | BALP | 10.08 | 95 | 95 |  | 105.08 | 105.08 |  | 10.5 | 95 | 95 |  | 105.5 | 105.5 |  | 9.8 | 95 | 95 |  | 104.8 | 104.8
2020-11-04 06:00 | LONG | LONG | BALP | 10.08 | 3.07 |  | 3.07 | -7.01 |  | -7.01 | 10.5 | 3.07 |  | 3.07 | -7.43 |  | -7.43 | 9.8 | 3.07 |  | 3.07 | -6.73 |  | -6.73
2020-11-04 07:00 | LONG | LONG | BALP | 10.08 | 8.97 |  | 8.97 | -1.11 |  | -1.11 | 10.5 | 8.97 |  | 8.97 | -1.53 |  | -1.53 | 9.8 | 8.97 |  | 8.97 | -0.83 |  | -0.83
2020-11-04 08:00 | SHORT | SHORT | BALP | 10.08 | 66.9 | 66.9 |  | 76.98 | 76.98 |  | 10.5 | 66.9 | 66.9 |  | 77.4 | 77.4 |  | 9.8 | 66.9 | 66.9 |  | 76.7 | 76.7
2020-11-04 09:00 | LONG | LONG | VoAA | 10.08 | 45.5 |  | 45.5 | 35.42 |  | 35.42 | 10.5 | 54 |  | 54 | 43.5 |  | 43.5 | 9.8 | 62.68 |  | 62.68 | 52.88 |  | 52.88
2020-11-04 10:00 | SHORT | SHORT | VoAA | 10.08 | 54.5 | 54.5 |  | 64.58 | 64.58 |  | 10.5 | 50 | 50 |  | 60.5 | 60.5 |  | 9.8 | 64.17 | 64.17 |  | 73.97 | 73.97
2020-11-04 11:00 | SHORT | SHORT | BALP | 10.08 | 95 | 95 |  | 105.08 | 105.08 |  | 10.5 | 95 | 95 |  | 105.5 | 105.5 |  | 9.8 | 95 | 95 |  | 104.8 | 104.8
2020-11-04 12:00 | SHORT | SHORT | BALP | 10.08 | 95 | 95 |  | 105.08 | 105.08 |  | 10.5 | 95 | 95 |  | 105.5 | 105.5 |  | 9.8 | 95 | 95 |  | 104.8 | 104.8
2020-11-04 13:00 | SHORT | SHORT | BALP | 10.08 | 95 | 95 |  | 105.08 | 105.08 |  | 10.5 | 95 | 95 |  | 105.5 | 105.5 |  | 9.8 | 95 | 95 |  | 104.8 | 104.8
2020-11-04 14:00 | SHORT | SHORT | BALP | 10.08 | 95 | 95 |  | 105.08 | 105.08 |  | 10.5 | 95 | 95 |  | 105.5 | 105.5 |  | 9.8 | 95 | 95 |  | 104.8 | 104.8
2020-11-04 15:00 | LONG | LONG | BALP | 10.08 | 1 |  | 1 | -9.08 |  | -9.08 | 10.5 | 1 |  | 1 | -9.5 |  | -9.5 | 9.8 | 1 |  | 1 | -8.8 |  | -8.8
2020-11-04 16:00 | LONG | LONG | BALP | 10.08 | 5.15 |  | 5.15 | -4.93 |  | -4.93 | 10.5 | 5.15 |  | 5.15 | -5.35 |  | -5.35 | 9.8 | 5.15 |  | 5.15 | -4.65 |  | -4.65
2020-11-04 17:00 | LONG | LONG | BALP | 10.08 | 33.5 |  | 33.5 | 23.42 |  | 23.42 | 10.5 | 33.5 |  | 33.5 | 23 |  | 23 | 9.8 | 33.5 |  | 33.5 | 23.7 |  | 23.7
2020-11-04 18:00 | SHORT | SHORT | BALP | 10.08 | 94 | 94 |  | 104.08 | 104.08 |  | 10.5 | 94 | 94 |  | 104.5 | 104.5 |  | 9.8 | 94 | 94 |  | 103.8 | 103.8
2020-11-04 19:00 | LONG | LONG | BALP | 10.08 | 15.08 |  | 15.08 | 5 |  | 5 | 10.5 | 15.08 |  | 15.08 | 4.58 |  | 4.58 | 9.8 | 15.08 |  | 15.08 | 5.28 |  | 5.28
2020-11-04 20:00 | LONG | LONG | BALP | 10.08 | 8.05 |  | 8.05 | -2.03 |  | -2.03 | 10.5 | 8.05 |  | 8.05 | -2.45 |  | -2.45 | 9.8 | 8.05 |  | 8.05 | -1.75 |  | -1.75
2020-11-04 21:00 | LONG | LONG | BALP | 10.08 | -11.41 |  | -11.41 | -21.49 |  | -21.49 | 10.5 | -11.41 |  | -11.41 | -21.91 |  | -21.91 | 9.8 | -11.41 |  | -11.41 | -21.21 |  | -21.21
2020-11-04 22:00 | LONG | LONG | VoAA | 10.08 | 0 |  | 0 | -10.08 |  | -10.08 | 10.5 | 4.12 |  | 4.12 | -6.38 |  | -6.38 | 9.8 | 35.09 |  | 35.09 | 25.29 |  | 25.29
2020-11-04 23:00 | LONG | LONG | VoAA | 10.08 | -18.41 |  | -18.41 | -28.49 |  | -28.49 | 10.5 | -5.99 |  | -5.99 | -16.49 |  | -16.49 | 9.8 | 3.23 |  | 3.23 | -6.57 |  | -6.57
2020-11-05 | SHORT | LONG | BALP | 10.08 | 54.8 | 54.8 |  | 64.88 | 64.88 |  | 10.5 | 54.8 | 54.8 |  | 65.3 | 65.3 |  | 9.8 | 1.44 |  | 1.44 | -8.36 |  | -8.36
2020-11-05 01:00 | LONG | LONG | BALP | 10.08 | 1.68 |  | 1.68 | -8.4 |  | -8.4 | 10.5 | 1.68 |  | 1.68 | -8.82 |  | -8.82 | 9.8 | 1.68 |  | 1.68 | -8.12 |  | -8.12
2020-11-05 02:00 | LONG | LONG | VoAA | 10.08 | 0 |  | 0 | -10.08 |  | -10.08 | 10.5 | 2.98 |  | 2.98 | -7.52 |  | -7.52 | 9.8 | 1.36 |  | 1.36 | -8.44 |  | -8.44
2020-11-05 03:00 | LONG | LONG | BALP | 10.08 | 0 |  | 0 | -10.08 |  | -10.08 | 10.5 | 0 |  | 0 | -10.5 |  | -10.5 | 9.8 | 0 |  | 0 | -9.8 |  | -9.8
2020-11-05 04:00 | LONG | LONG | VoAA | 10.08 | 0 |  | 0 | -10.08 |  | -10.08 | 10.5 | 2.99 |  | 2.99 | -7.51 |  | -7.51 | 9.8 | 0.9 |  | 0.9 | -8.9 |  | -8.9
2020-11-05 05:00 | LONG | LONG | VoAA | 10.08 | 0 |  | 0 | -10.08 |  | -10.08 | 10.5 | 4.51 |  | 4.51 | -5.99 |  | -5.99 | 9.8 | 0.97 |  | 0.97 | -8.83 |  | -8.83
2020-11-05 06:00 | LONG | LONG | BALP | 10.08 | 0 |  | 0 | -10.08 |  | -10.08 | 10.5 | 0 |  | 0 | -10.5 |  | -10.5 | 9.8 | 0 |  | 0 | -9.8 |  | -9.8
2020-11-05 07:00 | LONG | LONG | BALP | 10.08 | 25 |  | 25 | 14.92 |  | 14.92 | 10.5 | 25 |  | 25 | 14.5 |  | 14.5 | 9.8 | 25 |  | 25 | 15.2 |  | 15.2
2020-11-05 08:00 | LONG | LONG | BALP | 10.08 | 4.29 |  | 4.29 | -5.79 |  | -5.79 | 10.5 | 4.29 |  | 4.29 | -6.21 |  | -6.21 | 9.8 | 4.29 |  | 4.29 | -5.51 |  | -5.51
2020-11-05 09:00 | LONG | LONG | BALP | 10.08 | 3.73 |  | 3.73 | -6.35 |  | -6.35 | 10.5 | 3.73 |  | 3.73 | -6.77 |  | -6.77 | 9.8 | 3.73 |  | 3.73 | -6.07 |  | -6.07
2020-11-05 10:00 | LONG | LONG | BALP | 10.08 | -9 |  | -9 | -19.08 |  | -19.08 | 10.5 | -9 |  | -9 | -19.5 |  | -19.5 | 9.8 | -9 |  | -9 | -18.8 |  | -18.8
2020-11-05 11:00 | LONG | LONG | BALP | 10.08 | 25 |  | 25 | 14.92 |  | 14.92 | 10.5 | 25 |  | 25 | 14.5 |  | 14.5 | 9.8 | 25 |  | 25 | 15.2 |  | 15.2
2020-11-05 12:00 | LONG | LONG | BALP | 10.08 | 10 |  | 10 | -0.08 |  | -0.08 | 10.5 | 10 |  | 10 | -0.5 |  | -0.5 | 9.8 | 10 |  | 10 | 0.2 |  | 0.2
2020-11-05 13:00 | SHORT | SHORT | BALP | 10.08 | 95 | 95 |  | 105.08 | 105.08 |  | 10.5 | 95 | 95 |  | 105.5 | 105.5 |  | 9.8 | 95 | 95 |  | 104.8 | 104.8
2020-11-05 14:00 | SHORT | SHORT | BALP | 10.08 | 94.6 | 94.6 |  | 104.68 | 104.68 |  | 10.5 | 94.6 | 94.6 |  | 105.1 | 105.1 |  | 9.8 | 94.6 | 94.6 |  | 104.4 | 104.4
2020-11-05 15:00 | LONG | LONG | VoAA | 10.08 | 64.6 |  | 64.6 | 54.52 |  | 54.52 | 10.5 | 63.26 |  | 63.26 | 52.76 |  | 52.76 | 9.8 | 56.93 |  | 56.93 | 47.13 |  | 47.13
2020-11-05 16:00 | LONG | LONG | BALP | 10.08 | 20 |  | 20 | 9.92 |  | 9.92 | 10.5 | 20 |  | 20 | 9.5 |  | 9.5 | 9.8 | 20 |  | 20 | 10.2 |  | 10.2
2020-11-05 17:00 | SHORT | SHORT | BALP | 10.08 | 95 | 95 |  | 105.08 | 105.08 |  | 10.5 | 95 | 95 |  | 105.5 | 105.5 |  | 9.8 | 95 | 95 |  | 104.8 | 104.8
2020-11-05 18:00 | SHORT | SHORT | BALP | 10.08 | 95 | 95 |  | 105.08 | 105.08 |  | 10.5 | 95 | 95 |  | 105.5 | 105.5 |  | 9.8 | 95 | 95 |  | 104.8 | 104.8
2020-11-05 19:00 | SHORT | SHORT | VoAA | 10.08 | 30 | 30 |  | 40.08 | 40.08 |  | 10.5 | 25 | 25 |  | 35.5 | 35.5 |  | 9.8 | 55.34 | 55.34 |  | 65.14 | 65.14
2020-11-05 20:00 | LONG | LONG | BALP | 10.08 | 4.05 |  | 4.05 | -6.03 |  | -6.03 | 10.5 | 4.05 |  | 4.05 | -6.45 |  | -6.45 | 9.8 | 4.05 |  | 4.05 | -5.75 |  | -5.75
2020-11-05 21:00 | LONG | LONG | VoAA | 10.08 | 0 |  | 0 | -10.08 |  | -10.08 | 10.5 | 3.6 |  | 3.6 | -6.9 |  | -6.9 | 9.8 | 29.04 |  | 29.04 | 19.24 |  | 19.24
2020-11-05 22:00 | SHORT | SHORT | BALP | 10.08 | 70 | 70 |  | 80.08 | 80.08 |  | 10.5 | 70 | 70 |  | 80.5 | 80.5 |  | 9.8 | 70 | 70 |  | 79.8 | 79.8
2020-11-05 23:00 | SHORT | SHORT | BALP | 10.08 | 23.2 | 23.2 |  | 33.28 | 33.28 |  | 10.5 | 23.2 | 23.2 |  | 33.7 | 33.7 |  | 9.8 | 23.2 | 23.2 |  | 33 | 33
2020-11-06 | SHORT | SHORT | BALP | 10.08 | 70 | 70 |  | 80.08 | 80.08 |  | 10.5 | 70 | 70 |  | 80.5 | 80.5 |  | 9.8 | 70 | 70 |  | 79.8 | 79.8
2020-11-06 01:00 | LONG | LONG | VoAA | 10.08 | 0 |  | 0 | -10.08 |  | -10.08 | 10.5 | 27.9 |  | 27.9 | 17.4 |  | 17.4 | 9.8 | 0.94 |  | 0.94 | -8.86 |  | -8.86
2020-11-06 02:00 | SHORT | SHORT | BALP | 10.08 | 95 | 95 |  | 105.08 | 105.08 |  | 10.5 | 95 | 95 |  | 105.5 | 105.5 |  | 9.8 | 95 | 95 |  | 104.8 | 104.8
2020-11-06 03:00 | SHORT | SHORT | BALP | 10.08 | 0.88 | 0.88 |  | 10.96 | 10.96 |  | 10.5 | 0.88 | 0.88 |  | 11.38 | 11.38 |  | 9.8 | 0.88 | 0.88 |  | 10.68 | 10.68
2020-11-06 04:00 | SHORT | SHORT | BALP | 10.08 | 1.12 | 1.12 |  | 11.2 | 11.2 |  | 10.5 | 1.12 | 1.12 |  | 11.62 | 11.62 |  | 9.8 | 1.12 | 1.12 |  | 10.92 | 10.92
2020-11-06 05:00 | LONG | SHORT | BALP | 10.08 | 0 |  | 0 | -10.08 |  | -10.08 | 10.5 | 0 |  | 0 | -10.5 |  | -10.5 | 9.8 | 1.49 | 1.49 |  | 11.29 | 11.29
2020-11-06 06:00 | SHORT | SHORT | BALP | 10.08 | 94 | 94 |  | 104.08 | 104.08 |  | 10.5 | 94 | 94 |  | 104.5 | 104.5 |  | 9.8 | 94 | 94 |  | 103.8 | 103.8
2020-11-06 07:00 | SHORT | SHORT | VoAA | 10.08 | 52.4 | 52.4 |  | 62.48 | 62.48 |  | 10.5 | 38.7 | 38.7 |  | 49.2 | 49.2 |  | 9.8 | 43.64 | 43.64 |  | 53.44 | 53.44
2020-11-06 08:00 | SHORT | SHORT | BALP | 10.08 | 95 | 95 |  | 105.08 | 105.08 |  | 10.5 | 95 | 95 |  | 105.5 | 105.5 |  | 9.8 | 95 | 95 |  | 104.8 | 104.8
2020-11-06 09:00 | SHORT | SHORT | BALP | 10.08 | 94 | 94 |  | 104.08 | 104.08 |  | 10.5 | 94 | 94 |  | 104.5 | 104.5 |  | 9.8 | 94 | 94 |  | 103.8 | 103.8
2020-11-06 10:00 | SHORT | SHORT | BALP | 10.08 | 95 | 95 |  | 105.08 | 105.08 |  | 10.5 | 95 | 95 |  | 105.5 | 105.5 |  | 9.8 | 95 | 95 |  | 104.8 | 104.8
2020-11-06 11:00 | LONG | LONG | BALP | 10.08 | 15.8 |  | 15.8 | 5.72 |  | 5.72 | 10.5 | 15.8 |  | 15.8 | 5.3 |  | 5.3 | 9.8 | 15.8 |  | 15.8 | 6 |  | 6
2020-11-06 12:00 | LONG | LONG | BALP | 10.08 | 25 |  | 25 | 14.92 |  | 14.92 | 10.5 | 25 |  | 25 | 14.5 |  | 14.5 | 9.8 | 25 |  | 25 | 15.2 |  | 15.2
2020-11-06 13:00 | LONG | LONG | BALP | 10.08 | 39.38 |  | 39.38 | 29.3 |  | 29.3 | 10.5 | 39.38 |  | 39.38 | 28.88 |  | 28.88 | 9.8 | 39.38 |  | 39.38 | 29.58 |  | 29.58
2020-11-06 14:00 | LONG | LONG | VoAA | 10.08 | 30 |  | 30 | 19.92 |  | 19.92 | 10.5 | 49.68 |  | 49.68 | 39.18 |  | 39.18 | 9.8 | 66.36 |  | 66.36 | 56.56 |  | 56.56
2020-11-06 15:00 | LONG | LONG | BALP | 10.08 | 61.5 |  | 61.5 | 51.42 |  | 51.42 | 10.5 | 61.5 |  | 61.5 | 51 |  | 51 | 9.8 | 61.5 |  | 61.5 | 51.7 |  | 51.7
2020-11-06 16:00 | SHORT | SHORT | BALP | 10.08 | 71.79 | 71.79 |  | 81.87 | 81.87 |  | 10.5 | 71.79 | 71.79 |  | 82.29 | 82.29 |  | 9.8 | 71.79 | 71.79 |  | 81.59 | 81.59
2020-11-06 17:00 | SHORT | SHORT | BALP | 10.08 | 95 | 95 |  | 105.08 | 105.08 |  | 10.5 | 95 | 95 |  | 105.5 | 105.5 |  | 9.8 | 95 | 95 |  | 104.8 | 104.8
2020-11-06 18:00 | SHORT | SHORT | BALP | 10.08 | 95 | 95 |  | 105.08 | 105.08 |  | 10.5 | 95 | 95 |  | 105.5 | 105.5 |  | 9.8 | 95 | 95 |  | 104.8 | 104.8
2020-11-06 19:00 | SHORT | SHORT | BALP | 10.08 | 95 | 95 |  | 105.08 | 105.08 |  | 10.5 | 95 | 95 |  | 105.5 | 105.5 |  | 9.8 | 95 | 95 |  | 104.8 | 104.8
2020-11-06 20:00 | LONG | LONG | VoAA | 10.08 | 30 |  | 30 | 19.92 |  | 19.92 | 10.5 | 42.54 |  | 42.54 | 32.04 |  | 32.04 | 9.8 | 59.31 |  | 59.31 | 49.51 |  | 49.51
2020-11-06 21:00 | LONG | LONG | VoAA | 10.08 | 30 |  | 30 | 19.92 |  | 19.92 | 10.5 | 44.49 |  | 44.49 | 33.99 |  | 33.99 | 9.8 | 50.08 |  | 50.08 | 40.28 |  | 40.28
2020-11-06 22:00 | LONG | LONG | VoAA | 10.08 | 30 |  | 30 | 19.92 |  | 19.92 | 10.5 | 35.56 |  | 35.56 | 25.06 |  | 25.06 | 9.8 | 53.98 |  | 53.98 | 44.18 |  | 44.18
2020-11-06 23:00 | SHORT | SHORT | BALP | 10.08 | 96.2 | 96.2 |  | 106.28 | 106.28 |  | 10.5 | 96.2 | 96.2 |  | 106.7 | 106.7 |  | 9.8 | 96.2 | 96.2 |  | 106 | 106
2020-11-07 | SHORT | SHORT | BALP | 10.08 | 94 | 94 |  | 104.08 | 104.08 |  | 10.5 | 94 | 94 |  | 104.5 | 104.5 |  | 9.8 | 94 | 94 |  | 103.8 | 103.8
2020-11-07 01:00 | LONG | LONG | VoAA | 10.08 | -10.83 |  | -10.83 | -20.91 |  | -20.91 | 10.5 | 12.53 |  | 12.53 | 2.03 |  | 2.03 | 9.8 | 48 |  | 48 | 38.2 |  | 38.2
2020-11-07 02:00 | LONG | LONG | BALP | 10.08 | 2.63 |  | 2.63 | -7.45 |  | -7.45 | 10.5 | 2.63 |  | 2.63 | -7.87 |  | -7.87 | 9.8 | 2.63 |  | 2.63 | -7.17 |  | -7.17
2020-11-07 03:00 | LONG | LONG | BALP | 10.08 | 12.03 |  | 12.03 | 1.95 |  | 1.95 | 10.5 | 12.03 |  | 12.03 | 1.53 |  | 1.53 | 9.8 | 12.03 |  | 12.03 | 2.23 |  | 2.23
2020-11-07 04:00 | LONG | LONG | BALP | 10.08 | 12.01 |  | 12.01 | 1.93 |  | 1.93 | 10.5 | 12.01 |  | 12.01 | 1.51 |  | 1.51 | 9.8 | 12.01 |  | 12.01 | 2.21 |  | 2.21
2020-11-07 05:00 | LONG | LONG | BALP | 10.08 | 12.04 |  | 12.04 | 1.96 |  | 1.96 | 10.5 | 12.04 |  | 12.04 | 1.54 |  | 1.54 | 9.8 | 12.04 |  | 12.04 | 2.24 |  | 2.24
2020-11-07 06:00 | LONG | LONG | VoAA | 10.08 | -10.83 |  | -10.83 | -20.91 |  | -20.91 | 10.5 | 21.71 |  | 21.71 | 11.21 |  | 11.21 | 9.8 | 28.01 |  | 28.01 | 18.21 |  | 18.21
2020-11-07 07:00 | LONG | LONG | BALP | 10.08 | 29.6 |  | 29.6 | 19.52 |  | 19.52 | 10.5 | 29.6 |  | 29.6 | 19.1 |  | 19.1 | 9.8 | 29.6 |  | 29.6 | 19.8 |  | 19.8
2020-11-07 08:00 | SHORT | SHORT | VoAA | 10.08 | 38.79 | 38.79 |  | 48.87 | 48.87 |  | 10.5 | 24.4 | 24.4 |  | 34.9 | 34.9 |  | 9.8 | 47.99 | 47.99 |  | 57.79 | 57.79
2020-11-07 09:00 | LONG | LONG | VoAA | 10.08 | 30 |  | 30 | 19.92 |  | 19.92 | 10.5 | 44.4 |  | 44.4 | 33.9 |  | 33.9 | 9.8 | 33.79 |  | 33.79 | 23.99 |  | 23.99
2020-11-07 10:00 | LONG | LONG | BALP | 10.08 | 10 |  | 10 | -0.08 |  | -0.08 | 10.5 | 10 |  | 10 | -0.5 |  | -0.5 | 9.8 | 10 |  | 10 | 0.2 |  | 0.2
2020-11-07 11:00 | SHORT | SHORT | BALP | 10.08 | 95 | 95 |  | 105.08 | 105.08 |  | 10.5 | 95 | 95 |  | 105.5 | 105.5 |  | 9.8 | 95 | 95 |  | 104.8 | 104.8
2020-11-07 12:00 | SHORT | SHORT | BALP | 10.08 | 95 | 95 |  | 105.08 | 105.08 |  | 10.5 | 95 | 95 |  | 105.5 | 105.5 |  | 9.8 | 95 | 95 |  | 104.8 | 104.8
2020-11-07 13:00 | SHORT | SHORT | BALP | 10.08 | 95 | 95 |  | 105.08 | 105.08 |  | 10.5 | 95 | 95 |  | 105.5 | 105.5 |  | 9.8 | 95 | 95 |  | 104.8 | 104.8
2020-11-07 14:00 | SHORT | SHORT | BALP | 10.08 | 95 | 95 |  | 105.08 | 105.08 |  | 10.5 | 95 | 95 |  | 105.5 | 105.5 |  | 9.8 | 95 | 95 |  | 104.8 | 104.8
2020-11-07 15:00 | SHORT | SHORT | BALP | 10.08 | 95 | 95 |  | 105.08 | 105.08 |  | 10.5 | 95 | 95 |  | 105.5 | 105.5 |  | 9.8 | 95 | 95 |  | 104.8 | 104.8
2020-11-07 16:00 | SHORT | SHORT | BALP | 10.08 | 95 | 95 |  | 105.08 | 105.08 |  | 10.5 | 95 | 95 |  | 105.5 | 105.5 |  | 9.8 | 95 | 95 |  | 104.8 | 104.8
2020-11-07 17:00 | SHORT | SHORT | BALP | 10.08 | 94 | 94 |  | 104.08 | 104.08 |  | 10.5 | 94 | 94 |  | 104.5 | 104.5 |  | 9.8 | 94 | 94 |  | 103.8 | 103.8
2020-11-07 18:00 | SHORT | SHORT | BALP | 10.08 | 94 | 94 |  | 104.08 | 104.08 |  | 10.5 | 94 | 94 |  | 104.5 | 104.5 |  | 9.8 | 94 | 94 |  | 103.8 | 103.8
2020-11-07 19:00 | LONG | LONG | VoAA | 10.08 | 30 |  | 30 | 19.92 |  | 19.92 | 10.5 | 40.8 |  | 40.8 | 30.3 |  | 30.3 | 9.8 | 50.89 |  | 50.89 | 41.09 |  | 41.09
2020-11-07 20:00 | SHORT | SHORT | VoAA | 10.08 | 55.83 | 55.83 |  | 65.91 | 65.91 |  | 10.5 | 42.92 | 42.92 |  | 53.42 | 53.42 |  | 9.8 | 46.6 | 46.6 |  | 56.4 | 56.4
2020-11-07 21:00 | SHORT | SHORT | VoAA | 10.08 | 43.08 | 43.08 |  | 53.16 | 53.16 |  | 10.5 | 36.54 | 36.54 |  | 47.04 | 47.04 |  | 9.8 | 50.83 | 50.83 |  | 60.63 | 60.63
2020-11-07 22:00 | SHORT | SHORT | BALP | 10.08 | 95 | 95 |  | 105.08 | 105.08 |  | 10.5 | 95 | 95 |  | 105.5 | 105.5 |  | 9.8 | 95 | 95 |  | 104.8 | 104.8
2020-11-07 23:00 | LONG | LONG | VoAA | 10.08 | -10.83 |  | -10.83 | -20.91 |  | -20.91 | 10.5 | 22.69 |  | 22.69 | 12.19 |  | 12.19 | 9.8 | 37.08 |  | 37.08 | 27.28 |  | 27.28
2020-11-08 | LONG | LONG | VoAA | 10.08 | -6.79 |  | -6.79 | -16.87 |  | -16.87 | 10.5 | 15.14 |  | 15.14 | 4.64 |  | 4.64 | 9.8 | 9.96 |  | 9.96 | 0.16 |  | 0.16
2020-11-08 01:00 | LONG | LONG | BALP | 10.08 | 32.06 |  | 32.06 | 21.98 |  | 21.98 | 10.5 | 32.06 |  | 32.06 | 21.56 |  | 21.56 | 9.8 | 32.06 |  | 32.06 | 22.26 |  | 22.26
2020-11-08 02:00 | SHORT | SHORT | VoAA | 10.08 | 8.86 | 8.86 |  | 18.94 | 18.94 |  | 10.5 | 1.04 | 1.04 |  | 11.54 | 11.54 |  | 9.8 | 28.01 | 28.01 |  | 37.81 | 37.81
2020-11-08 03:00 | SHORT | SHORT | BALP | 10.08 | 55.5 | 55.5 |  | 65.58 | 65.58 |  | 10.5 | 55.5 | 55.5 |  | 66 | 66 |  | 9.8 | 55.5 | 55.5 |  | 65.3 | 65.3
2020-11-08 04:00 | LONG | LONG | BALP | 10.08 | 3.98 |  | 3.98 | -6.1 |  | -6.1 | 10.5 | 3.98 |  | 3.98 | -6.52 |  | -6.52 | 9.8 | 3.98 |  | 3.98 | -5.82 |  | -5.82
2020-11-08 05:00 | LONG | LONG | VoAA | 10.08 | 0 |  | 0 | -10.08 |  | -10.08 | 10.5 | 16.52 |  | 16.52 | 6.02 |  | 6.02 | 9.8 | 28.05 |  | 28.05 | 18.25 |  | 18.25
2020-11-08 06:00 | LONG | LONG | BALP | 10.08 | 4.8 |  | 4.8 | -5.28 |  | -5.28 | 10.5 | 4.8 |  | 4.8 | -5.7 |  | -5.7 | 9.8 | 4.8 |  | 4.8 | -5 |  | -5
2020-11-08 07:00 | LONG | LONG | BALP | 10.08 | 4.68 |  | 4.68 | -5.4 |  | -5.4 | 10.5 | 4.68 |  | 4.68 | -5.82 |  | -5.82 | 9.8 | 4.68 |  | 4.68 | -5.12 |  | -5.12
2020-11-08 08:00 | LONG | LONG | BALP | 10.08 | 4.97 |  | 4.97 | -5.11 |  | -5.11 | 10.5 | 4.97 |  | 4.97 | -5.53 |  | -5.53 | 9.8 | 4.97 |  | 4.97 | -4.83 |  | -4.83
2020-11-08 09:00 | LONG | LONG | BALP | 10.08 | 10.03 |  | 10.03 | -0.05 |  | -0.05 | 10.5 | 10.03 |  | 10.03 | -0.47 |  | -0.47 | 9.8 | 10.03 |  | 10.03 | 0.23 |  | 0.23
2020-11-08 10:00 | LONG | LONG | BALP | 10.08 | 15 |  | 15 | 4.92 |  | 4.92 | 10.5 | 15 |  | 15 | 4.5 |  | 4.5 | 9.8 | 15 |  | 15 | 5.2 |  | 5.2
2020-11-08 11:00 | LONG | LONG | BALP | 10.08 | 30 |  | 30 | 19.92 |  | 19.92 | 10.5 | 30 |  | 30 | 19.5 |  | 19.5 | 9.8 | 30 |  | 30 | 20.2 |  | 20.2
2020-11-08 12:00 | LONG | LONG | BALP | 10.08 | 33.59 |  | 33.59 | 23.51 |  | 23.51 | 10.5 | 33.59 |  | 33.59 | 23.09 |  | 23.09 | 9.8 | 33.59 |  | 33.59 | 23.79 |  | 23.79
2020-11-08 13:00 | LONG | LONG | VoAA | 10.08 | 30 |  | 30 | 19.92 |  | 19.92 | 10.5 | 33.76 |  | 33.76 | 23.26 |  | 23.26 | 9.8 | 43.64 |  | 43.64 | 33.84 |  | 33.84
2020-11-08 14:00 | LONG | LONG | VoAA | 10.08 | 30 |  | 30 | 19.92 |  | 19.92 | 10.5 | 34.36 |  | 34.36 | 23.86 |  | 23.86 | 9.8 | 32.51 |  | 32.51 | 22.71 |  | 22.71
2020-11-08 15:00 | SHORT | SHORT | BALP | 10.08 | 81.1 | 81.1 |  | 91.18 | 91.18 |  | 10.5 | 81.1 | 81.1 |  | 91.6 | 91.6 |  | 9.8 | 81.1 | 81.1 |  | 90.9 | 90.9
2020-11-08 16:00 | SHORT | SHORT | VoAA | 10.08 | 68.1 | 68.1 |  | 78.18 | 78.18 |  | 10.5 | 49.05 | 49.05 |  | 59.55 | 59.55 |  | 9.8 | 54.9 | 54.9 |  | 64.7 | 64.7
2020-11-08 17:00 | SHORT | SHORT | BALP | 10.08 | 93 | 93 |  | 103.08 | 103.08 |  | 10.5 | 93 | 93 |  | 103.5 | 103.5 |  | 9.8 | 93 | 93 |  | 102.8 | 102.8
2020-11-08 18:00 | SHORT | SHORT | BALP | 10.08 | 81.1 | 81.1 |  | 91.18 | 91.18 |  | 10.5 | 81.1 | 81.1 |  | 91.6 | 91.6 |  | 9.8 | 81.1 | 81.1 |  | 90.9 | 90.9
2020-11-08 19:00 | SHORT | LONG | BALP | 10.08 | 81.1 | 81.1 |  | 91.18 | 91.18 |  | 10.5 | 81.1 | 81.1 |  | 91.6 | 91.6 |  | 9.8 | 62.7 |  | 62.7 | 52.9 |  | 52.9
2020-11-08 20:00 | LONG | LONG | BALP | 10.08 | 30.99 |  | 30.99 | 20.91 |  | 20.91 | 10.5 | 30.99 |  | 30.99 | 20.49 |  | 20.49 | 9.8 | 30.99 |  | 30.99 | 21.19 |  | 21.19
2020-11-08 21:00 | LONG | LONG | BALP | 10.08 | 19.46 |  | 19.46 | 9.38 |  | 9.38 | 10.5 | 19.46 |  | 19.46 | 8.96 |  | 8.96 | 9.8 | 19.46 |  | 19.46 | 9.66 |  | 9.66
2020-11-08 22:00 | LONG | LONG | BALP | 10.08 | 9.83 |  | 9.83 | -0.25 |  | -0.25 | 10.5 | 9.83 |  | 9.83 | -0.67 |  | -0.67 | 9.8 | 9.83 |  | 9.83 | 0.03 |  | 0.03
2020-11-08 23:00 | SHORT | SHORT | BALP | 10.08 | 81.1 | 81.1 |  | 91.18 | 91.18 |  | 10.5 | 81.1 | 81.1 |  | 91.6 | 91.6 |  | 9.8 | 81.1 | 81.1 |  | 90.9 | 90.9
2020-11-09 | SHORT | SHORT | BALP | 10.08 | 95 | 95 |  | 105.08 | 105.08 |  | 10.5 | 95 | 95 |  | 105.5 | 105.5 |  | 9.8 | 95 | 95 |  | 104.8 | 104.8
2020-11-09 01:00 | SHORT | SHORT | BALP | 10.08 | 95 | 95 |  | 105.08 | 105.08 |  | 10.5 | 95 | 95 |  | 105.5 | 105.5 |  | 9.8 | 95 | 95 |  | 104.8 | 104.8
2020-11-09 02:00 | SHORT | SHORT | BALP | 10.08 | 55.7 | 55.7 |  | 65.78 | 65.78 |  | 10.5 | 55.7 | 55.7 |  | 66.2 | 66.2 |  | 9.8 | 55.7 | 55.7 |  | 65.5 | 65.5
2020-11-09 03:00 | SHORT | SHORT | BALP | 10.08 | 70 | 70 |  | 80.08 | 80.08 |  | 10.5 | 70 | 70 |  | 80.5 | 80.5 |  | 9.8 | 70 | 70 |  | 79.8 | 79.8
2020-11-09 04:00 | SHORT | SHORT | BALP | 10.08 | 55.7 | 55.7 |  | 65.78 | 65.78 |  | 10.5 | 55.7 | 55.7 |  | 66.2 | 66.2 |  | 9.8 | 55.7 | 55.7 |  | 65.5 | 65.5
2020-11-09 05:00 | SHORT | SHORT | BALP | 10.08 | 70 | 70 |  | 80.08 | 80.08 |  | 10.5 | 70 | 70 |  | 80.5 | 80.5 |  | 9.8 | 70 | 70 |  | 79.8 | 79.8
2020-11-09 06:00 | SHORT | SHORT | VoAA | 10.08 | 45.9 | 45.9 |  | 55.98 | 55.98 |  | 10.5 | 40.9 | 40.9 |  | 51.4 | 51.4 |  | 9.8 | 28.74 | 28.74 |  | 38.54 | 38.54
2020-11-09 07:00 | SHORT | LONG | BALP | 10.08 | 95.61 | 95.61 |  | 105.69 | 105.69 |  | 10.5 | 95.61 | 95.61 |  | 106.11 | 106.11 |  | 9.8 | 49.17 |  | 49.17 | 39.37 |  | 39.37
2020-11-09 08:00 | SHORT | SHORT | BALP | 10.08 | 71.2 | 71.2 |  | 81.28 | 81.28 |  | 10.5 | 71.2 | 71.2 |  | 81.7 | 81.7 |  | 9.8 | 71.2 | 71.2 |  | 81 | 81
2020-11-09 09:00 | SHORT | LONG | BALP | 10.08 | 70 | 70 |  | 80.08 | 80.08 |  | 10.5 | 70 | 70 |  | 80.5 | 80.5 |  | 9.8 | 66.34 |  | 66.34 | 56.54 |  | 56.54
2020-11-09 10:00 | LONG | LONG | BALP | 10.08 | 25 |  | 25 | 14.92 |  | 14.92 | 10.5 | 25 |  | 25 | 14.5 |  | 14.5 | 9.8 | 25 |  | 25 | 15.2 |  | 15.2
2020-11-09 11:00 | LONG | LONG | BALP | 10.08 | 25 |  | 25 | 14.92 |  | 14.92 | 10.5 | 25 |  | 25 | 14.5 |  | 14.5 | 9.8 | 25 |  | 25 | 15.2 |  | 15.2
2020-11-09 12:00 | SHORT | SHORT | VoAA | 10.08 | 48.18 | 48.18 |  | 58.26 | 58.26 |  | 10.5 | 47.39 | 47.39 |  | 57.89 | 57.89 |  | 9.8 | 46.26 | 46.26 |  | 56.06 | 56.06
2020-11-09 13:00 | LONG | LONG | VoAA | 10.08 | 46.6 |  | 46.6 | 36.52 |  | 36.52 | 10.5 | 47.38 |  | 47.38 | 36.88 |  | 36.88 | 9.8 | 47.15 |  | 47.15 | 37.35 |  | 37.35
2020-11-09 14:00 | SHORT | LONG | BALP | 10.08 | 69.9 | 69.9 |  | 79.98 | 79.98 |  | 10.5 | 69.9 | 69.9 |  | 80.4 | 80.4 |  | 9.8 | 64.97 |  | 64.97 | 55.17 |  | 55.17
2020-11-09 15:00 | LONG | LONG | BALP | 10.08 | 64.9 |  | 64.9 | 54.82 |  | 54.82 | 10.5 | 64.9 |  | 64.9 | 54.4 |  | 54.4 | 9.8 | 64.9 |  | 64.9 | 55.1 |  | 55.1
2020-11-09 16:00 | LONG | LONG | BALP | 10.08 | 39.6 |  | 39.6 | 29.52 |  | 29.52 | 10.5 | 39.6 |  | 39.6 | 29.1 |  | 29.1 | 9.8 | 39.6 |  | 39.6 | 29.8 |  | 29.8
2020-11-09 17:00 | SHORT | SHORT | BALP | 10.08 | 200 | 200 |  | 210.08 | 210.08 |  | 10.5 | 200 | 200 |  | 210.5 | 210.5 |  | 9.8 | 200 | 200 |  | 209.8 | 209.8
2020-11-09 18:00 | SHORT | LONG | BALP | 10.08 | 148.93 | 148.93 |  | 159.01 | 159.01 |  | 10.5 | 148.93 | 148.93 |  | 159.43 | 159.43 |  | 9.8 | 147.93 |  | 147.93 | 138.13 |  | 138.13
2020-11-09 19:00 | SHORT | SHORT | BALP | 10.08 | 82.03 | 82.03 |  | 92.11 | 92.11 |  | 10.5 | 82.03 | 82.03 |  | 92.53 | 92.53 |  | 9.8 | 82.03 | 82.03 |  | 91.83 | 91.83
2020-11-09 20:00 | SHORT | SHORT | BALP | 10.08 | 57.97 | 57.97 |  | 68.05 | 68.05 |  | 10.5 | 57.97 | 57.97 |  | 68.47 | 68.47 |  | 9.8 | 57.97 | 57.97 |  | 67.77 | 67.77
2020-11-09 21:00 | SHORT | LONG | BALP | 10.08 | 49.54 | 49.54 |  | 59.62 | 59.62 |  | 10.5 | 49.54 | 49.54 |  | 60.04 | 60.04 |  | 9.8 | 48.04 |  | 48.04 | 38.24 |  | 38.24
2020-11-09 22:00 | LONG | LONG | VoAA | 10.08 | 36.1 |  | 36.1 | 26.02 |  | 26.02 | 10.5 | 42.05 |  | 42.05 | 31.55 |  | 31.55 | 9.8 | 44.54 |  | 44.54 | 34.74 |  | 34.74
2020-11-09 23:00 | SHORT | LONG | BALP | 10.08 | 40.58 | 40.58 |  | 50.66 | 50.66 |  | 10.5 | 40.58 | 40.58 |  | 51.08 | 51.08 |  | 9.8 | 42.04 |  | 42.04 | 32.24 |  | 32.24
2020-11-10 | LONG | LONG | VoAA | 10.08 | 30.6 |  | 30.6 | 20.52 |  | 20.52 | 10.5 | 40.1 |  | 40.1 | 29.6 |  | 29.6 | 9.8 | 35.58 |  | 35.58 | 25.78 |  | 25.78
2020-11-10 01:00 | SHORT | SHORT | BALP | 10.08 | 50.3 | 50.3 |  | 60.38 | 60.38 |  | 10.5 | 50.3 | 50.3 |  | 60.8 | 60.8 |  | 9.8 | 50.3 | 50.3 |  | 60.1 | 60.1
2020-11-10 02:00 | SHORT | SHORT | VoAA | 10.08 | 55.4 | 55.4 |  | 65.48 | 65.48 |  | 10.5 | 47.9 | 47.9 |  | 58.4 | 58.4 |  | 9.8 | 32.79 | 32.79 |  | 42.59 | 42.59
2020-11-10 03:00 | SHORT | SHORT | BALP | 10.08 | 31.99 | 31.99 |  | 42.07 | 42.07 |  | 10.5 | 31.99 | 31.99 |  | 42.49 | 42.49 |  | 9.8 | 31.99 | 31.99 |  | 41.79 | 41.79
2020-11-10 04:00 | LONG | LONG | VoAA | 10.08 | 40.4 |  | 40.4 | 30.32 |  | 30.32 | 10.5 | 38.88 |  | 38.88 | 28.38 |  | 28.38 | 9.8 | 31.23 |  | 31.23 | 21.43 |  | 21.43
2020-11-10 05:00 | SHORT | SHORT | VoAA | 10.08 | 51.56 | 51.56 |  | 61.64 | 61.64 |  | 10.5 | 45.98 | 45.98 |  | 56.48 | 56.48 |  | 9.8 | 32.36 | 32.36 |  | 42.16 | 42.16
2020-11-10 06:00 | LONG | LONG | VoAA | 10.08 | 31.6 |  | 31.6 | 21.52 |  | 21.52 | 10.5 | 34.6 |  | 34.6 | 24.1 |  | 24.1 | 9.8 | 46.56 |  | 46.56 | 36.76 |  | 36.76
2020-11-10 07:00 | SHORT | LONG | BALP | 10.08 | 60.49 | 60.49 |  | 70.57 | 70.57 |  | 10.5 | 60.49 | 60.49 |  | 70.99 | 70.99 |  | 9.8 | 59.49 |  | 59.49 | 49.69 |  | 49.69
2020-11-10 08:00 | LONG | LONG | BALP | 10.08 | 20.96 |  | 20.96 | 10.88 |  | 10.88 | 10.5 | 20.96 |  | 20.96 | 10.46 |  | 10.46 | 9.8 | 20.96 |  | 20.96 | 11.16 |  | 11.16
2020-11-10 09:00 | SHORT | SHORT | BALP | 10.08 | 131.2 | 131.2 |  | 141.28 | 141.28 |  | 10.5 | 131.2 | 131.2 |  | 141.7 | 141.7 |  | 9.8 | 131.2 | 131.2 |  | 141 | 141
2020-11-10 10:00 | LONG | LONG | BALP | 10.08 | 68.14 |  | 68.14 | 58.06 |  | 58.06 | 10.5 | 68.14 |  | 68.14 | 57.64 |  | 57.64 | 9.8 | 68.14 |  | 68.14 | 58.34 |  | 58.34
2020-11-10 11:00 | LONG | LONG | VoAA | 10.08 | 53.7 |  | 53.7 | 43.62 |  | 43.62 | 10.5 | 56.7 |  | 56.7 | 46.2 |  | 46.2 | 9.8 | 66.39 |  | 66.39 | 56.59 |  | 56.59
2020-11-10 12:00 | LONG | LONG | BALP | 10.08 | 35 |  | 35 | 24.92 |  | 24.92 | 10.5 | 35 |  | 35 | 24.5 |  | 24.5 | 9.8 | 35 |  | 35 | 25.2 |  | 25.2
2020-11-10 13:00 | LONG | LONG | BALP | 10.08 | 68.63 |  | 68.63 | 58.55 |  | 58.55 | 10.5 | 68.63 |  | 68.63 | 58.13 |  | 58.13 | 9.8 | 68.63 |  | 68.63 | 58.83 |  | 58.83
2020-11-10 14:00 | LONG | LONG | BALP | 10.08 | 73.89 |  | 73.89 | 63.81 |  | 63.81 | 10.5 | 73.89 |  | 73.89 | 63.39 |  | 63.39 | 9.8 | 73.89 |  | 73.89 | 64.09 |  | 64.09
2020-11-10 15:00 | LONG | LONG | VoAA | 10.08 | 53.7 |  | 53.7 | 43.62 |  | 43.62 | 10.5 | 62.68 |  | 62.68 | 52.18 |  | 52.18 | 9.8 | 70.66 |  | 70.66 | 60.86 |  | 60.86
2020-11-10 16:00 | SHORT | SHORT | BALP | 10.08 | 199 | 199 |  | 209.08 | 209.08 |  | 10.5 | 199 | 199 |  | 209.5 | 209.5 |  | 9.8 | 199 | 199 |  | 208.8 | 208.8
2020-11-10 17:00 | SHORT | SHORT | BALP | 10.08 | 200 | 200 |  | 210.08 | 210.08 |  | 10.5 | 200 | 200 |  | 210.5 | 210.5 |  | 9.8 | 200 | 200 |  | 209.8 | 209.8
2020-11-10 18:00 | SHORT | SHORT | BALP | 10.08 | 200 | 200 |  | 210.08 | 210.08 |  | 10.5 | 200 | 200 |  | 210.5 | 210.5 |  | 9.8 | 200 | 200 |  | 209.8 | 209.8
2020-11-10 19:00 | SHORT | SHORT | BALP | 10.08 | 75.81 | 75.81 |  | 85.89 | 85.89 |  | 10.5 | 75.81 | 75.81 |  | 86.31 | 86.31 |  | 9.8 | 75.81 | 75.81 |  | 85.61 | 85.61
2020-11-10 20:00 | LONG | LONG | VoAA | 10.08 | 55.7 |  | 55.7 | 45.62 |  | 45.62 | 10.5 | 55.35 |  | 55.35 | 44.85 |  | 44.85 | 9.8 | 63.55 |  | 63.55 | 53.75 |  | 53.75
2020-11-10 21:00 | LONG | LONG | VoAA | 10.08 | 51 |  | 51 | 40.92 |  | 40.92 | 10.5 | 50.39 |  | 50.39 | 39.89 |  | 39.89 | 9.8 | 50 |  | 50 | 40.2 |  | 40.2
2020-11-10 22:00 | SHORT | LONG | BALP | 10.08 | 70 | 70 |  | 80.08 | 80.08 |  | 10.5 | 70 | 70 |  | 80.5 | 80.5 |  | 9.8 | 44.78 |  | 44.78 | 34.98 |  | 34.98
2020-11-10 23:00 | SHORT | SHORT | BALP | 10.08 | 70 | 70 |  | 80.08 | 80.08 |  | 10.5 | 70 | 70 |  | 80.5 | 80.5 |  | 9.8 | 70 | 70 |  | 79.8 | 79.8
2020-11-11 | SHORT | SHORT | BALP | 10.08 | 68.03 | 68.03 |  | 78.11 | 78.11 |  | 10.5 | 68.03 | 68.03 |  | 78.53 | 78.53 |  | 9.8 | 68.03 | 68.03 |  | 77.83 | 77.83
2020-11-11 01:00 | LONG | LONG | VoAA | 10.08 | 0 |  | 0 | -10.08 |  | -10.08 | 10.5 | 28 |  | 28 | 17.5 |  | 17.5 | 9.8 | 39.11 |  | 39.11 | 29.31 |  | 29.31
2020-11-11 02:00 | SHORT | LONG | BALP | 10.08 | 36.99 | 36.99 |  | 47.07 | 47.07 |  | 10.5 | 36.99 | 36.99 |  | 47.49 | 47.49 |  | 9.8 | 36.99 |  | 36.99 | 27.19 |  | 27.19
2020-11-11 03:00 | SHORT | SHORT | BALP | 10.08 | 10.27 | 10.27 |  | 20.35 | 20.35 |  | 10.5 | 10.27 | 10.27 |  | 20.77 | 20.77 |  | 9.8 | 10.27 | 10.27 |  | 20.07 | 20.07
2020-11-11 04:00 | SHORT | SHORT | BALP | 10.08 | 11.08 | 11.08 |  | 21.16 | 21.16 |  | 10.5 | 11.08 | 11.08 |  | 21.58 | 21.58 |  | 9.8 | 11.08 | 11.08 |  | 20.88 | 20.88
2020-11-11 05:00 | LONG | LONG | VoAA | 10.08 | 0 |  | 0 | -10.08 |  | -10.08 | 10.5 | 28.1 |  | 28.1 | 17.6 |  | 17.6 | 9.8 | 24.45 |  | 24.45 | 14.65 |  | 14.65
2020-11-11 06:00 | LONG | LONG | BALP | 10.08 | 14.7 |  | 14.7 | 4.62 |  | 4.62 | 10.5 | 14.7 |  | 14.7 | 4.2 |  | 4.2 | 9.8 | 14.7 |  | 14.7 | 4.9 |  | 4.9
2020-11-11 07:00 | SHORT | SHORT | BALP | 10.08 | 95 | 95 |  | 105.08 | 105.08 |  | 10.5 | 95 | 95 |  | 105.5 | 105.5 |  | 9.8 | 95 | 95 |  | 104.8 | 104.8
2020-11-11 08:00 | SHORT | SHORT | BALP | 10.08 | 70 | 70 |  | 80.08 | 80.08 |  | 10.5 | 70 | 70 |  | 80.5 | 80.5 |  | 9.8 | 70 | 70 |  | 79.8 | 79.8
2020-11-11 09:00 | SHORT | SHORT | BALP | 10.08 | 64.54 | 64.54 |  | 74.62 | 74.62 |  | 10.5 | 64.54 | 64.54 |  | 75.04 | 75.04 |  | 9.8 | 64.54 | 64.54 |  | 74.34 | 74.34
2020-11-11 10:00 | SHORT | SHORT | BALP | 10.08 | 95 | 95 |  | 105.08 | 105.08 |  | 10.5 | 95 | 95 |  | 105.5 | 105.5 |  | 9.8 | 95 | 95 |  | 104.8 | 104.8
2020-11-11 11:00 | SHORT | SHORT | BALP | 10.08 | 55.99 | 55.99 |  | 66.07 | 66.07 |  | 10.5 | 55.99 | 55.99 |  | 66.49 | 66.49 |  | 9.8 | 55.99 | 55.99 |  | 65.79 | 65.79
2020-11-11 12:00 | LONG | LONG | BALP | 10.08 | 56.89 |  | 56.89 | 46.81 |  | 46.81 | 10.5 | 56.89 |  | 56.89 | 46.39 |  | 46.39 | 9.8 | 56.89 |  | 56.89 | 47.09 |  | 47.09
2020-11-11 13:00 | SHORT | SHORT | BALP | 10.08 | 61.95 | 61.95 |  | 72.03 | 72.03 |  | 10.5 | 61.95 | 61.95 |  | 72.45 | 72.45 |  | 9.8 | 61.95 | 61.95 |  | 71.75 | 71.75
2020-11-11 14:00 | SHORT | LONG | BALP | 10.08 | 64.27 | 64.27 |  | 74.35 | 74.35 |  | 10.5 | 64.27 | 64.27 |  | 74.77 | 74.77 |  | 9.8 | 63.27 |  | 63.27 | 53.47 |  | 53.47
2020-11-11 15:00 | SHORT | LONG | BALP | 10.08 | 64.29 | 64.29 |  | 74.37 | 74.37 |  | 10.5 | 64.29 | 64.29 |  | 74.79 | 74.79 |  | 9.8 | 63.29 |  | 63.29 | 53.49 |  | 53.49
2020-11-11 16:00 | SHORT | SHORT | BALP | 10.08 | 65.09 | 65.09 |  | 75.17 | 75.17 |  | 10.5 | 65.09 | 65.09 |  | 75.59 | 75.59 |  | 9.8 | 65.09 | 65.09 |  | 74.89 | 74.89
2020-11-11 17:00 | SHORT | LONG | BALP | 10.08 | 69.69 | 69.69 |  | 79.77 | 79.77 |  | 10.5 | 69.69 | 69.69 |  | 80.19 | 80.19 |  | 9.8 | 68.69 |  | 68.69 | 58.89 |  | 58.89
2020-11-11 18:00 | LONG | LONG | BALP | 10.08 | 28.5 |  | 28.5 | 18.42 |  | 18.42 | 10.5 | 28.5 |  | 28.5 | 18 |  | 18 | 9.8 | 28.5 |  | 28.5 | 18.7 |  | 18.7
2020-11-11 19:00 | LONG | LONG | BALP | 10.08 | 20 |  | 20 | 9.92 |  | 9.92 | 10.5 | 20 |  | 20 | 9.5 |  | 9.5 | 9.8 | 20 |  | 20 | 10.2 |  | 10.2
2020-11-11 20:00 | SHORT | SHORT | VoAA | 10.08 | 5 | 5 |  | 15.08 | 15.08 |  | 10.5 | 19.3 | 19.3 |  | 29.8 | 29.8 |  | 9.8 | 58.12 | 58.12 |  | 67.92 | 67.92
2020-11-11 21:00 | SHORT | SHORT | BALP | 10.08 | 45.91 | 45.91 |  | 55.99 | 55.99 |  | 10.5 | 45.91 | 45.91 |  | 56.41 | 56.41 |  | 9.8 | 45.91 | 45.91 |  | 55.71 | 55.71
2020-11-11 22:00 | LONG | LONG | BALP | 10.08 | 24 |  | 24 | 13.92 |  | 13.92 | 10.5 | 24 |  | 24 | 13.5 |  | 13.5 | 9.8 | 24 |  | 24 | 14.2 |  | 14.2
2020-11-11 23:00 | LONG | LONG | BALP | 10.08 | 4.64 |  | 4.64 | -5.44 |  | -5.44 | 10.5 | 4.64 |  | 4.64 | -5.86 |  | -5.86 | 9.8 | 4.64 |  | 4.64 | -5.16 |  | -5.16
2020-11-12 | SHORT | SHORT | BALP | 10.08 | 56.4 | 56.4 |  | 66.48 | 66.48 |  | 10.5 | 56.4 | 56.4 |  | 66.9 | 66.9 |  | 9.8 | 56.4 | 56.4 |  | 66.2 | 66.2
2020-11-12 01:00 | LONG | LONG | VoAA | 10.08 | 0 |  | 0 | -10.08 |  | -10.08 | 10.5 | 28.2 |  | 28.2 | 17.7 |  | 17.7 | 9.8 | 6.12 |  | 6.12 | -3.68 |  | -3.68
2020-11-12 02:00 | LONG | LONG | VoAA | 10.08 | 0 |  | 0 | -10.08 |  | -10.08 | 10.5 | 2.5 |  | 2.5 | -8 |  | -8 | 9.8 | 5.85 |  | 5.85 | -3.95 |  | -3.95
2020-11-12 03:00 | SHORT | SHORT | VoAA | 10.08 | 5 | 5 |  | 15.08 | 15.08 |  | 10.5 | 2.5 | 2.5 |  | 13 | 13 |  | 9.8 | 5.68 | 5.68 |  | 15.48 | 15.48
2020-11-12 04:00 | LONG | LONG | VoAA | 10.08 | 0 |  | 0 | -10.08 |  | -10.08 | 10.5 | 2.5 |  | 2.5 | -8 |  | -8 | 9.8 | 5.5 |  | 5.5 | -4.3 |  | -4.3
2020-11-12 05:00 | LONG | LONG | VoAA | 10.08 | 0 |  | 0 | -10.08 |  | -10.08 | 10.5 | 2.5 |  | 2.5 | -8 |  | -8 | 9.8 | 5.6 |  | 5.6 | -4.2 |  | -4.2
2020-11-12 06:00 | LONG | LONG | BALP | 10.08 | 10.6 |  | 10.6 | 0.52 |  | 0.52 | 10.5 | 10.6 |  | 10.6 | 0.1 |  | 0.1 | 9.8 | 10.6 |  | 10.6 | 0.8 |  | 0.8
2020-11-12 07:00 | LONG | LONG | VoAA | 10.08 | 31.9 |  | 31.9 | 21.82 |  | 21.82 | 10.5 | 18.45 |  | 18.45 | 7.95 |  | 7.95 | 9.8 | 54.97 |  | 54.97 | 45.17 |  | 45.17
2020-11-12 08:00 | LONG | LONG | VoAA | 10.08 | 31.9 |  | 31.9 | 21.82 |  | 21.82 | 10.5 | 18.45 |  | 18.45 | 7.95 |  | 7.95 | 9.8 | 60.76 |  | 60.76 | 50.96 |  | 50.96
2020-11-12 09:00 | SHORT | SHORT | BALP | 10.08 | 84 | 84 |  | 94.08 | 94.08 |  | 10.5 | 84 | 84 |  | 94.5 | 94.5 |  | 9.8 | 84 | 84 |  | 93.8 | 93.8
2020-11-12 10:00 | SHORT | SHORT | BALP | 10.08 | 77.3 | 77.3 |  | 87.38 | 87.38 |  | 10.5 | 77.3 | 77.3 |  | 87.8 | 87.8 |  | 9.8 | 77.3 | 77.3 |  | 87.1 | 87.1
2020-11-12 11:00 | SHORT | SHORT | BALP | 10.08 | 95 | 95 |  | 105.08 | 105.08 |  | 10.5 | 95 | 95 |  | 105.5 | 105.5 |  | 9.8 | 95 | 95 |  | 104.8 | 104.8
2020-11-12 12:00 | SHORT | SHORT | BALP | 10.08 | 60.41 | 60.41 |  | 70.49 | 70.49 |  | 10.5 | 60.41 | 60.41 |  | 70.91 | 70.91 |  | 9.8 | 60.41 | 60.41 |  | 70.21 | 70.21
2020-11-12 13:00 | SHORT | SHORT | BALP | 10.08 | 61.77 | 61.77 |  | 71.85 | 71.85 |  | 10.5 | 61.77 | 61.77 |  | 72.27 | 72.27 |  | 9.8 | 61.77 | 61.77 |  | 71.57 | 71.57
2020-11-12 14:00 | SHORT | SHORT | BALP | 10.08 | 72.08 | 72.08 |  | 82.16 | 82.16 |  | 10.5 | 72.08 | 72.08 |  | 82.58 | 82.58 |  | 9.8 | 72.08 | 72.08 |  | 81.88 | 81.88
2020-11-12 15:00 | SHORT | SHORT | BALP | 10.08 | 93 | 93 |  | 103.08 | 103.08 |  | 10.5 | 93 | 93 |  | 103.5 | 103.5 |  | 9.8 | 93 | 93 |  | 102.8 | 102.8
2020-11-12 16:00 | SHORT | SHORT | BALP | 10.08 | 71.02 | 71.02 |  | 81.1 | 81.1 |  | 10.5 | 71.02 | 71.02 |  | 81.52 | 81.52 |  | 9.8 | 71.02 | 71.02 |  | 80.82 | 80.82
2020-11-12 17:00 | LONG | LONG | BALP | 10.08 | 25 |  | 25 | 14.92 |  | 14.92 | 10.5 | 25 |  | 25 | 14.5 |  | 14.5 | 9.8 | 25 |  | 25 | 15.2 |  | 15.2
2020-11-12 18:00 | LONG | LONG | BALP | 10.08 | 25 |  | 25 | 14.92 |  | 14.92 | 10.5 | 25 |  | 25 | 14.5 |  | 14.5 | 9.8 | 25 |  | 25 | 15.2 |  | 15.2
2020-11-12 19:00 | LONG | LONG | VoAA | 10.08 | 31.9 |  | 31.9 | 21.82 |  | 21.82 | 10.5 | 18.45 |  | 18.45 | 7.95 |  | 7.95 | 9.8 | 64.94 |  | 64.94 | 55.14 |  | 55.14
2020-11-12 20:00 | LONG | LONG | BALP | 10.08 | 16 |  | 16 | 5.92 |  | 5.92 | 10.5 | 16 |  | 16 | 5.5 |  | 5.5 | 9.8 | 16 |  | 16 | 6.2 |  | 6.2
2020-11-12 21:00 | LONG | LONG | BALP | 10.08 | 42.82 |  | 42.82 | 32.74 |  | 32.74 | 10.5 | 42.82 |  | 42.82 | 32.32 |  | 32.32 | 9.8 | 42.82 |  | 42.82 | 33.02 |  | 33.02
2020-11-12 22:00 | LONG | LONG | BALP | 10.08 | 37.4 |  | 37.4 | 27.32 |  | 27.32 | 10.5 | 37.4 |  | 37.4 | 26.9 |  | 26.9 | 9.8 | 37.4 |  | 37.4 | 27.6 |  | 27.6
2020-11-12 23:00 | LONG | LONG | BALP | 10.08 | 39.66 |  | 39.66 | 29.58 |  | 29.58 | 10.5 | 39.66 |  | 39.66 | 29.16 |  | 29.16 | 9.8 | 39.66 |  | 39.66 | 29.86 |  | 29.86
2020-11-13 | LONG | LONG | BALP | 10.08 | 4.5 |  | 4.5 | -5.58 |  | -5.58 | 10.5 | 4.5 |  | 4.5 | -6 |  | -6 | 9.8 | 4.5 |  | 4.5 | -5.3 |  | -5.3
2020-11-13 01:00 | SHORT | SHORT | BALP | 10.08 | 58 | 58 |  | 68.08 | 68.08 |  | 10.5 | 58 | 58 |  | 68.5 | 68.5 |  | 9.8 | 58 | 58 |  | 67.8 | 67.8
2020-11-13 02:00 | LONG | LONG | VoAA | 10.08 | 0 |  | 0 | -10.08 |  | -10.08 | 10.5 | 27.9 |  | 27.9 | 17.4 |  | 17.4 | 9.8 | 4.71 |  | 4.71 | -5.09 |  | -5.09
2020-11-13 03:00 | SHORT | SHORT | VoAA | 10.08 | 5 | 5 |  | 15.08 | 15.08 |  | 10.5 | 2.5 | 2.5 |  | 13 | 13 |  | 9.8 | 4.44 | 4.44 |  | 14.24 | 14.24
2020-11-13 04:00 | LONG | LONG | VoAA | 10.08 | 0 |  | 0 | -10.08 |  | -10.08 | 10.5 | 2.5 |  | 2.5 | -8 |  | -8 | 9.8 | 4.5 |  | 4.5 | -5.3 |  | -5.3
2020-11-13 05:00 | LONG | LONG | VoAA | 10.08 | 0 |  | 0 | -10.08 |  | -10.08 | 10.5 | 2.5 |  | 2.5 | -8 |  | -8 | 9.8 | 28.79 |  | 28.79 | 18.99 |  | 18.99
2020-11-13 06:00 | LONG | LONG | VoAA | 10.08 | 0 |  | 0 | -10.08 |  | -10.08 | 10.5 | 2.5 |  | 2.5 | -8 |  | -8 | 9.8 | 20.04 |  | 20.04 | 10.24 |  | 10.24
2020-11-13 07:00 | LONG | LONG | BALP | 10.08 | 25 |  | 25 | 14.92 |  | 14.92 | 10.5 | 25 |  | 25 | 14.5 |  | 14.5 | 9.8 | 25 |  | 25 | 15.2 |  | 15.2
2020-11-13 08:00 | SHORT | SHORT | BALP | 10.08 | 70 | 70 |  | 80.08 | 80.08 |  | 10.5 | 70 | 70 |  | 80.5 | 80.5 |  | 9.8 | 70 | 70 |  | 79.8 | 79.8
2020-11-13 09:00 | LONG | LONG | VoAA | 10.08 | 33.4 |  | 33.4 | 23.32 |  | 23.32 | 10.5 | 51.18 |  | 51.18 | 40.68 |  | 40.68 | 9.8 | 67.96 |  | 67.96 | 58.16 |  | 58.16
2020-11-13 10:00 | SHORT | SHORT | BALP | 10.08 | 95 | 95 |  | 105.08 | 105.08 |  | 10.5 | 95 | 95 |  | 105.5 | 105.5 |  | 9.8 | 95 | 95 |  | 104.8 | 104.8
2020-11-13 11:00 | SHORT | SHORT | BALP | 10.08 | 122.27 | 122.27 |  | 132.35 | 132.35 |  | 10.5 | 122.27 | 122.27 |  | 132.77 | 132.77 |  | 9.8 | 122.27 | 122.27 |  | 132.07 | 132.07
2020-11-13 12:00 | SHORT | SHORT | BALP | 10.08 | 131.02 | 131.02 |  | 141.1 | 141.1 |  | 10.5 | 131.02 | 131.02 |  | 141.52 | 141.52 |  | 9.8 | 131.02 | 131.02 |  | 140.82 | 140.82
2020-11-13 13:00 | SHORT | SHORT | BALP | 10.08 | 128.23 | 128.23 |  | 138.31 | 138.31 |  | 10.5 | 128.23 | 128.23 |  | 138.73 | 138.73 |  | 9.8 | 128.23 | 128.23 |  | 138.03 | 138.03
2020-11-13 14:00 | SHORT | SHORT | BALP | 10.08 | 129.01 | 129.01 |  | 139.09 | 139.09 |  | 10.5 | 129.01 | 129.01 |  | 139.51 | 139.51 |  | 9.8 | 129.01 | 129.01 |  | 138.81 | 138.81
2020-11-13 15:00 | SHORT | SHORT | BALP | 10.08 | 95 | 95 |  | 105.08 | 105.08 |  | 10.5 | 95 | 95 |  | 105.5 | 105.5 |  | 9.8 | 95 | 95 |  | 104.8 | 104.8
2020-11-13 16:00 | SHORT | SHORT | BALP | 10.08 | 126.13 | 126.13 |  | 136.21 | 136.21 |  | 10.5 | 126.13 | 126.13 |  | 136.63 | 136.63 |  | 9.8 | 126.13 | 126.13 |  | 135.93 | 135.93
2020-11-13 17:00 | SHORT | SHORT | BALP | 10.08 | 134.59 | 134.59 |  | 144.67 | 144.67 |  | 10.5 | 134.59 | 134.59 |  | 145.09 | 145.09 |  | 9.8 | 134.59 | 134.59 |  | 144.39 | 144.39
2020-11-13 18:00 | SHORT | SHORT | BALP | 10.08 | 90.7 | 90.7 |  | 100.78 | 100.78 |  | 10.5 | 90.7 | 90.7 |  | 101.2 | 101.2 |  | 9.8 | 90.7 | 90.7 |  | 100.5 | 100.5
2020-11-13 19:00 | LONG | LONG | BALP | 10.08 | 45 |  | 45 | 34.92 |  | 34.92 | 10.5 | 45 |  | 45 | 34.5 |  | 34.5 | 9.8 | 45 |  | 45 | 35.2 |  | 35.2
2020-11-13 20:00 | LONG | LONG | BALP | 10.08 | 45 |  | 45 | 34.92 |  | 34.92 | 10.5 | 45 |  | 45 | 34.5 |  | 34.5 | 9.8 | 45 |  | 45 | 35.2 |  | 35.2
2020-11-13 21:00 | LONG | LONG | VoAA | 10.08 | 33.4 |  | 33.4 | 23.32 |  | 23.32 | 10.5 | 19.2 |  | 19.2 | 8.7 |  | 8.7 | 9.8 | 51.22 |  | 51.22 | 41.42 |  | 41.42
2020-11-13 22:00 | SHORT | SHORT | BALP | 10.08 | 52.4 | 52.4 |  | 62.48 | 62.48 |  | 10.5 | 52.4 | 52.4 |  | 62.9 | 62.9 |  | 9.8 | 52.4 | 52.4 |  | 62.2 | 62.2
2020-11-13 23:00 | SHORT | SHORT | VoAA | 10.08 | 39.4 | 39.4 |  | 49.48 | 49.48 |  | 10.5 | 36.4 | 36.4 |  | 46.9 | 46.9 |  | 9.8 | 40.66 | 40.66 |  | 50.46 | 50.46
2020-11-14 | SHORT | SHORT | BALP | 10.08 | 95 | 95 |  | 105.08 | 105.08 |  | 10.5 | 95 | 95 |  | 105.5 | 105.5 |  | 9.8 | 95 | 95 |  | 104.8 | 104.8
2020-11-14 01:00 | SHORT | SHORT | BALP | 10.08 | 94 | 94 |  | 104.08 | 104.08 |  | 10.5 | 94 | 94 |  | 104.5 | 104.5 |  | 9.8 | 94 | 94 |  | 103.8 | 103.8
2020-11-14 02:00 | SHORT | SHORT | BALP | 10.08 | 60.54 | 60.54 |  | 70.62 | 70.62 |  | 10.5 | 60.54 | 60.54 |  | 71.04 | 71.04 |  | 9.8 | 60.54 | 60.54 |  | 70.34 | 70.34
2020-11-14 03:00 | SHORT | SHORT | BALP | 10.08 | 32.25 | 32.25 |  | 42.33 | 42.33 |  | 10.5 | 32.25 | 32.25 |  | 42.75 | 42.75 |  | 9.8 | 32.25 | 32.25 |  | 42.05 | 42.05
2020-11-14 04:00 | LONG | LONG | BALP | 10.08 | 0 |  | 0 | -10.08 |  | -10.08 | 10.5 | 0 |  | 0 | -10.5 |  | -10.5 | 9.8 | 0 |  | 0 | -9.8 |  | -9.8
2020-11-14 05:00 | SHORT | SHORT | VoAA | 10.08 | 37.1 | 37.1 |  | 47.18 | 47.18 |  | 10.5 | 25.84 | 25.84 |  | 36.34 | 36.34 |  | 9.8 | 32.1 | 32.1 |  | 41.9 | 41.9
2020-11-14 06:00 | SHORT | SHORT | BALP | 10.08 | 95 | 95 |  | 105.08 | 105.08 |  | 10.5 | 95 | 95 |  | 105.5 | 105.5 |  | 9.8 | 95 | 95 |  | 104.8 | 104.8
2020-11-14 07:00 | SHORT | LONG | BALP | 10.08 | 68.48 | 68.48 |  | 78.56 | 78.56 |  | 10.5 | 68.48 | 68.48 |  | 78.98 | 78.98 |  | 9.8 | 32.42 |  | 32.42 | 22.62 |  | 22.62
2020-11-14 08:00 | LONG | SHORT | BALP | 10.08 | 40.9 |  | 40.9 | 30.82 |  | 30.82 | 10.5 | 40.9 |  | 40.9 | 30.4 |  | 30.4 | 9.8 | 38.62 | 38.62 |  | 48.42 | 48.42
2020-11-14 09:00 | SHORT | SHORT | BALP | 10.08 | 68.04 | 68.04 |  | 78.12 | 78.12 |  | 10.5 | 68.04 | 68.04 |  | 78.54 | 78.54 |  | 9.8 | 68.04 | 68.04 |  | 77.84 | 77.84
2020-11-14 10:00 | SHORT | SHORT | BALP | 10.08 | 56.6 | 56.6 |  | 66.68 | 66.68 |  | 10.5 | 56.6 | 56.6 |  | 67.1 | 67.1 |  | 9.8 | 56.6 | 56.6 |  | 66.4 | 66.4
2020-11-14 11:00 | SHORT | SHORT | BALP | 10.08 | 95 | 95 |  | 105.08 | 105.08 |  | 10.5 | 95 | 95 |  | 105.5 | 105.5 |  | 9.8 | 95 | 95 |  | 104.8 | 104.8
2020-11-14 12:00 | SHORT | SHORT | BALP | 10.08 | 57.56 | 57.56 |  | 67.64 | 67.64 |  | 10.5 | 57.56 | 57.56 |  | 68.06 | 68.06 |  | 9.8 | 57.56 | 57.56 |  | 67.36 | 67.36
2020-11-14 13:00 | SHORT | SHORT | BALP | 10.08 | 56.59 | 56.59 |  | 66.67 | 66.67 |  | 10.5 | 56.59 | 56.59 |  | 67.09 | 67.09 |  | 9.8 | 56.59 | 56.59 |  | 66.39 | 66.39
2020-11-14 14:00 | SHORT | SHORT | BALP | 10.08 | 43.36 | 43.36 |  | 53.44 | 53.44 |  | 10.5 | 43.36 | 43.36 |  | 53.86 | 53.86 |  | 9.8 | 43.36 | 43.36 |  | 53.16 | 53.16
2020-11-14 15:00 | SHORT | LONG | BALP | 10.08 | 47.69 | 47.69 |  | 57.77 | 57.77 |  | 10.5 | 47.69 | 47.69 |  | 58.19 | 58.19 |  | 9.8 | 46.69 |  | 46.69 | 36.89 |  | 36.89
2020-11-14 16:00 | SHORT | SHORT | BALP | 10.08 | 95 | 95 |  | 105.08 | 105.08 |  | 10.5 | 95 | 95 |  | 105.5 | 105.5 |  | 9.8 | 95 | 95 |  | 104.8 | 104.8
2020-11-14 17:00 | LONG | LONG | BALP | 10.08 | 59.98 |  | 59.98 | 49.9 |  | 49.9 | 10.5 | 59.98 |  | 59.98 | 49.48 |  | 49.48 | 9.8 | 59.98 |  | 59.98 | 50.18 |  | 50.18
2020-11-14 18:00 | SHORT | SHORT | BALP | 10.08 | 70 | 70 |  | 80.08 | 80.08 |  | 10.5 | 70 | 70 |  | 80.5 | 80.5 |  | 9.8 | 70 | 70 |  | 79.8 | 79.8
2020-11-14 19:00 | SHORT | SHORT | BALP | 10.08 | 99.82 | 99.82 |  | 109.9 | 109.9 |  | 10.5 | 99.82 | 99.82 |  | 110.32 | 110.32 |  | 9.8 | 99.82 | 99.82 |  | 109.62 | 109.62
2020-11-14 20:00 | SHORT | LONG | BALP | 10.08 | 59.21 | 59.21 |  | 69.29 | 69.29 |  | 10.5 | 59.21 | 59.21 |  | 69.71 | 69.71 |  | 9.8 | 56.85 |  | 56.85 | 47.05 |  | 47.05
2020-11-14 21:00 | LONG | LONG | BALP | 10.08 | 4.35 |  | 4.35 | -5.73 |  | -5.73 | 10.5 | 4.35 |  | 4.35 | -6.15 |  | -6.15 | 9.8 | 4.35 |  | 4.35 | -5.45 |  | -5.45
2020-11-14 22:00 | SHORT | SHORT | BALP | 10.08 | 32.33 | 32.33 |  | 42.41 | 42.41 |  | 10.5 | 32.33 | 32.33 |  | 42.83 | 42.83 |  | 9.8 | 32.33 | 32.33 |  | 42.13 | 42.13
2020-11-14 23:00 | SHORT | SHORT | BALP | 10.08 | 51 | 51 |  | 61.08 | 61.08 |  | 10.5 | 51 | 51 |  | 61.5 | 61.5 |  | 9.8 | 51 | 51 |  | 60.8 | 60.8
2020-11-15 | SHORT | SHORT | BALP | 10.08 | 18.62 | 18.62 |  | 28.7 | 28.7 |  | 10.5 | 18.62 | 18.62 |  | 29.12 | 29.12 |  | 9.8 | 18.62 | 18.62 |  | 28.42 | 28.42
2020-11-15 01:00 | SHORT | SHORT | BALP | 10.08 | 35 | 35 |  | 45.08 | 45.08 |  | 10.5 | 35 | 35 |  | 45.5 | 45.5 |  | 9.8 | 35 | 35 |  | 44.8 | 44.8
2020-11-15 02:00 | SHORT | SHORT | BALP | 10.08 | 2.6 | 2.6 |  | 12.68 | 12.68 |  | 10.5 | 2.6 | 2.6 |  | 13.1 | 13.1 |  | 9.8 | 2.6 | 2.6 |  | 12.4 | 12.4
2020-11-15 03:00 | SHORT | SHORT | BALP | 10.08 | 70 | 70 |  | 80.08 | 80.08 |  | 10.5 | 70 | 70 |  | 80.5 | 80.5 |  | 9.8 | 70 | 70 |  | 79.8 | 79.8
2020-11-15 04:00 | SHORT | SHORT | VoAA | 10.08 | 55.9 | 55.9 |  | 65.98 | 65.98 |  | 10.5 | 48.4 | 48.4 |  | 58.9 | 58.9 |  | 9.8 | 1.86 | 1.86 |  | 11.66 | 11.66
2020-11-15 05:00 | SHORT | SHORT | BALP | 10.08 | 1.83 | 1.83 |  | 11.91 | 11.91 |  | 10.5 | 1.83 | 1.83 |  | 12.33 | 12.33 |  | 9.8 | 1.83 | 1.83 |  | 11.63 | 11.63
2020-11-15 06:00 | SHORT | SHORT | BALP | 10.08 | 95 | 95 |  | 105.08 | 105.08 |  | 10.5 | 95 | 95 |  | 105.5 | 105.5 |  | 9.8 | 95 | 95 |  | 104.8 | 104.8
2020-11-15 07:00 | LONG | LONG | VoAA | 10.08 | -18.97 |  | -18.97 | -29.05 |  | -29.05 | 10.5 | 18.47 |  | 18.47 | 7.97 |  | 7.97 | 9.8 | 1.7 |  | 1.7 | -8.1 |  | -8.1
2020-11-15 08:00 | LONG | LONG | BALP | 10.08 | -3 |  | -3 | -13.08 |  | -13.08 | 10.5 | -3 |  | -3 | -13.5 |  | -13.5 | 9.8 | -3 |  | -3 | -12.8 |  | -12.8
2020-11-15 09:00 | LONG | LONG | VoAA | 10.08 | -18.97 |  | -18.97 | -29.05 |  | -29.05 | 10.5 | 8.02 |  | 8.02 | -2.48 |  | -2.48 | 9.8 | 10.54 |  | 10.54 | 0.74 |  | 0.74
2020-11-15 10:00 | SHORT | SHORT | BALP | 10.08 | 95 | 95 |  | 105.08 | 105.08 |  | 10.5 | 95 | 95 |  | 105.5 | 105.5 |  | 9.8 | 95 | 95 |  | 104.8 | 104.8
2020-11-15 11:00 | SHORT | SHORT | BALP | 10.08 | 95 | 95 |  | 105.08 | 105.08 |  | 10.5 | 95 | 95 |  | 105.5 | 105.5 |  | 9.8 | 95 | 95 |  | 104.8 | 104.8
2020-11-15 12:00 | SHORT | SHORT | BALP | 10.08 | 70 | 70 |  | 80.08 | 80.08 |  | 10.5 | 70 | 70 |  | 80.5 | 80.5 |  | 9.8 | 70 | 70 |  | 79.8 | 79.8
2020-11-15 13:00 | SHORT | SHORT | BALP | 10.08 | 95 | 95 |  | 105.08 | 105.08 |  | 10.5 | 95 | 95 |  | 105.5 | 105.5 |  | 9.8 | 95 | 95 |  | 104.8 | 104.8
2020-11-15 14:00 | SHORT | SHORT | BALP | 10.08 | 95 | 95 |  | 105.08 | 105.08 |  | 10.5 | 95 | 95 |  | 105.5 | 105.5 |  | 9.8 | 95 | 95 |  | 104.8 | 104.8
2020-11-15 15:00 | SHORT | SHORT | BALP | 10.08 | 70 | 70 |  | 80.08 | 80.08 |  | 10.5 | 70 | 70 |  | 80.5 | 80.5 |  | 9.8 | 70 | 70 |  | 79.8 | 79.8
2020-11-15 16:00 | SHORT | SHORT | BALP | 10.08 | 70 | 70 |  | 80.08 | 80.08 |  | 10.5 | 70 | 70 |  | 80.5 | 80.5 |  | 9.8 | 70 | 70 |  | 79.8 | 79.8
2020-11-15 17:00 | LONG | LONG | VoAA | 10.08 | 31 |  | 31 | 20.92 |  | 20.92 | 10.5 | 50.5 |  | 50.5 | 40 |  | 40 | 9.8 | 55.88 |  | 55.88 | 46.08 |  | 46.08
2020-11-15 18:00 | LONG | LONG | BALP | 10.08 | 0.5 |  | 0.5 | -9.58 |  | -9.58 | 10.5 | 0.5 |  | 0.5 | -10 |  | -10 | 9.8 | 0.5 |  | 0.5 | -9.3 |  | -9.3
2020-11-15 19:00 | LONG | LONG | BALP | 10.08 | -1.25 |  | -1.25 | -11.33 |  | -11.33 | 10.5 | -1.25 |  | -1.25 | -11.75 |  | -11.75 | 9.8 | -1.25 |  | -1.25 | -11.05 |  | -11.05
2020-11-15 20:00 | LONG | LONG | BALP | 10.08 | -1.14 |  | -1.14 | -11.22 |  | -11.22 | 10.5 | -1.14 |  | -1.14 | -11.64 |  | -11.64 | 9.8 | -1.14 |  | -1.14 | -10.94 |  | -10.94
2020-11-15 21:00 | LONG | LONG | BALP | 10.08 | 0 |  | 0 | -10.08 |  | -10.08 | 10.5 | 0 |  | 0 | -10.5 |  | -10.5 | 9.8 | 0 |  | 0 | -9.8 |  | -9.8
2020-11-15 22:00 | LONG | LONG | BALP | 10.08 | -1.6 |  | -1.6 | -11.68 |  | -11.68 | 10.5 | -1.6 |  | -1.6 | -12.1 |  | -12.1 | 9.8 | -1.6 |  | -1.6 | -11.4 |  | -11.4
2020-11-15 23:00 | LONG | LONG | BALP | 10.08 | -1.6 |  | -1.6 | -11.68 |  | -11.68 | 10.5 | -1.6 |  | -1.6 | -12.1 |  | -12.1 | 9.8 | -1.6 |  | -1.6 | -11.4 |  | -11.4
2020-11-16 | LONG | LONG | BALP | 10.08 | -1.6 |  | -1.6 | -11.68 |  | -11.68 | 10.5 | -1.6 |  | -1.6 | -12.1 |  | -12.1 | 9.8 | -1.6 |  | -1.6 | -11.4 |  | -11.4
2020-11-16 01:00 | LONG | LONG | VoAA | 10.08 | 40.9 |  | 40.9 | 30.82 |  | 30.82 | 10.5 | 22.97 |  | 22.97 | 12.47 |  | 12.47 | 9.8 | 0.51 |  | 0.51 | -9.29 |  | -9.29
2020-11-16 02:00 | LONG | LONG | BALP | 10.08 | -6 |  | -6 | -16.08 |  | -16.08 | 10.5 | -6 |  | -6 | -16.5 |  | -16.5 | 9.8 | -6 |  | -6 | -15.8 |  | -15.8
2020-11-16 03:00 | LONG | LONG | BALP | 10.08 | -6 |  | -6 | -16.08 |  | -16.08 | 10.5 | -6 |  | -6 | -16.5 |  | -16.5 | 9.8 | -6 |  | -6 | -15.8 |  | -15.8
2020-11-16 04:00 | LONG | LONG | BALP | 10.08 | -167.5 |  | -167.5 | -177.58 |  | -177.58 | 10.5 | -167.5 |  | -167.5 | -178 |  | -178 | 9.8 | -167.5 |  | -167.5 | -177.3 |  | -177.3
2020-11-16 05:00 | LONG | LONG | BALP | 10.08 | -13 |  | -13 | -23.08 |  | -23.08 | 10.5 | -13 |  | -13 | -23.5 |  | -23.5 | 9.8 | -13 |  | -13 | -22.8 |  | -22.8
2020-11-16 06:00 | LONG | LONG | VoAA | 10.08 | 40.9 |  | 40.9 | 30.82 |  | 30.82 | 10.5 | 35.21 |  | 35.21 | 24.71 |  | 24.71 | 9.8 | 1.45 |  | 1.45 | -8.35 |  | -8.35
2020-11-16 07:00 | SHORT | SHORT | BALP | 10.08 | 95 | 95 |  | 105.08 | 105.08 |  | 10.5 | 95 | 95 |  | 105.5 | 105.5 |  | 9.8 | 95 | 95 |  | 104.8 | 104.8
2020-11-16 08:00 | SHORT | SHORT | BALP | 10.08 | 95 | 95 |  | 105.08 | 105.08 |  | 10.5 | 95 | 95 |  | 105.5 | 105.5 |  | 9.8 | 95 | 95 |  | 104.8 | 104.8
2020-11-16 09:00 | SHORT | SHORT | BALP | 10.08 | 95 | 95 |  | 105.08 | 105.08 |  | 10.5 | 95 | 95 |  | 105.5 | 105.5 |  | 9.8 | 95 | 95 |  | 104.8 | 104.8
2020-11-16 10:00 | SHORT | SHORT | BALP | 10.08 | 95 | 95 |  | 105.08 | 105.08 |  | 10.5 | 95 | 95 |  | 105.5 | 105.5 |  | 9.8 | 95 | 95 |  | 104.8 | 104.8
2020-11-16 11:00 | SHORT | SHORT | BALP | 10.08 | 95 | 95 |  | 105.08 | 105.08 |  | 10.5 | 95 | 95 |  | 105.5 | 105.5 |  | 9.8 | 95 | 95 |  | 104.8 | 104.8
2020-11-16 12:00 | SHORT | SHORT | BALP | 10.08 | 95 | 95 |  | 105.08 | 105.08 |  | 10.5 | 95 | 95 |  | 105.5 | 105.5 |  | 9.8 | 95 | 95 |  | 104.8 | 104.8
2020-11-16 13:00 | SHORT | SHORT | BALP | 10.08 | 95 | 95 |  | 105.08 | 105.08 |  | 10.5 | 95 | 95 |  | 105.5 | 105.5 |  | 9.8 | 95 | 95 |  | 104.8 | 104.8
2020-11-16 14:00 | SHORT | SHORT | BALP | 10.08 | 95 | 95 |  | 105.08 | 105.08 |  | 10.5 | 95 | 95 |  | 105.5 | 105.5 |  | 9.8 | 95 | 95 |  | 104.8 | 104.8
2020-11-16 15:00 | SHORT | SHORT | BALP | 10.08 | 75 | 75 |  | 85.08 | 85.08 |  | 10.5 | 75 | 75 |  | 85.5 | 85.5 |  | 9.8 | 75 | 75 |  | 84.8 | 84.8
2020-11-16 16:00 | SHORT | SHORT | BALP | 10.08 | 75 | 75 |  | 85.08 | 85.08 |  | 10.5 | 75 | 75 |  | 85.5 | 85.5 |  | 9.8 | 75 | 75 |  | 84.8 | 84.8
2020-11-16 17:00 | SHORT | SHORT | BALP | 10.08 | 95 | 95 |  | 105.08 | 105.08 |  | 10.5 | 95 | 95 |  | 105.5 | 105.5 |  | 9.8 | 95 | 95 |  | 104.8 | 104.8
2020-11-16 18:00 | SHORT | SHORT | BALP | 10.08 | 95 | 95 |  | 105.08 | 105.08 |  | 10.5 | 95 | 95 |  | 105.5 | 105.5 |  | 9.8 | 95 | 95 |  | 104.8 | 104.8
2020-11-16 19:00 | SHORT | SHORT | BALP | 10.08 | 119.77 | 119.77 |  | 129.85 | 129.85 |  | 10.5 | 119.77 | 119.77 |  | 130.27 | 130.27 |  | 9.8 | 119.77 | 119.77 |  | 129.57 | 129.57
2020-11-16 20:00 | SHORT | SHORT | BALP | 10.08 | 95 | 95 |  | 105.08 | 105.08 |  | 10.5 | 95 | 95 |  | 105.5 | 105.5 |  | 9.8 | 95 | 95 |  | 104.8 | 104.8
2020-11-16 21:00 | SHORT | SHORT | VoAA | 10.08 | 8.68 | 8.68 |  | 18.76 | 18.76 |  | 10.5 | 20.04 | 20.04 |  | 30.54 | 30.54 |  | 9.8 | 4.27 | 4.27 |  | 14.07 | 14.07
2020-11-16 22:00 | SHORT | SHORT | BALP | 10.08 | 84.92 | 84.92 |  | 95 | 95 |  | 10.5 | 84.92 | 84.92 |  | 95.42 | 95.42 |  | 9.8 | 84.92 | 84.92 |  | 94.72 | 94.72
2020-11-16 23:00 | LONG | SHORT | BALP | 10.08 | 21.9 |  | 21.9 | 11.82 |  | 11.82 | 10.5 | 21.9 |  | 21.9 | 11.4 |  | 11.4 | 9.8 | 19.44 | 19.44 |  | 29.24 | 29.24
2020-11-17 | SHORT | SHORT | BALP | 10.08 | 95 | 95 |  | 105.08 | 105.08 |  | 10.5 | 95 | 95 |  | 105.5 | 105.5 |  | 9.8 | 95 | 95 |  | 104.8 | 104.8
2020-11-17 01:00 | SHORT | SHORT | BALP | 10.08 | 71.2 | 71.2 |  | 81.28 | 81.28 |  | 10.5 | 71.2 | 71.2 |  | 81.7 | 81.7 |  | 9.8 | 71.2 | 71.2 |  | 81 | 81
2020-11-17 02:00 | LONG | LONG | VoAA | 10.08 | 0 |  | 0 | -10.08 |  | -10.08 | 10.5 | 3.16 |  | 3.16 | -7.34 |  | -7.34 | 9.8 | 1.35 |  | 1.35 | -8.45 |  | -8.45
2020-11-17 03:00 | LONG | LONG | BALP | 10.08 | -14.45 |  | -14.45 | -24.53 |  | -24.53 | 10.5 | -14.45 |  | -14.45 | -24.95 |  | -24.95 | 9.8 | -14.45 |  | -14.45 | -24.25 |  | -24.25
2020-11-17 04:00 | LONG | LONG | VoAA | 10.08 | 0 |  | 0 | -10.08 |  | -10.08 | 10.5 | 3.55 |  | 3.55 | -6.95 |  | -6.95 | 9.8 | 1.45 |  | 1.45 | -8.35 |  | -8.35
2020-11-17 05:00 | LONG | LONG | VoAA | 10.08 | -18.84 |  | -18.84 | -28.92 |  | -28.92 | 10.5 | 7.87 |  | 7.87 | -2.63 |  | -2.63 | 9.8 | 2.1 |  | 2.1 | -7.7 |  | -7.7
2020-11-17 06:00 | LONG | LONG | BALP | 10.08 | 0 |  | 0 | -10.08 |  | -10.08 | 10.5 | 0 |  | 0 | -10.5 |  | -10.5 | 9.8 | 0 |  | 0 | -9.8 |  | -9.8
2020-11-17 07:00 | SHORT | SHORT | BALP | 10.08 | 70 | 70 |  | 80.08 | 80.08 |  | 10.5 | 70 | 70 |  | 80.5 | 80.5 |  | 9.8 | 70 | 70 |  | 79.8 | 79.8
2020-11-17 08:00 | SHORT | SHORT | VoAA | 10.08 | 62.2 | 62.2 |  | 72.28 | 72.28 |  | 10.5 | 44.2 | 44.2 |  | 54.7 | 54.7 |  | 9.8 | 51.86 | 51.86 |  | 61.66 | 61.66
2020-11-17 09:00 | SHORT | SHORT | BALP | 10.08 | 62.18 | 62.18 |  | 72.26 | 72.26 |  | 10.5 | 62.18 | 62.18 |  | 72.68 | 72.68 |  | 9.8 | 62.18 | 62.18 |  | 71.98 | 71.98
2020-11-17 10:00 | LONG | LONG | VoAA | 10.08 | 25 |  | 25 | 14.92 |  | 14.92 | 10.5 | 47.5 |  | 47.5 | 37 |  | 37 | 9.8 | 55.58 |  | 55.58 | 45.78 |  | 45.78
2020-11-17 11:00 | SHORT | SHORT | BALP | 10.08 | 62.27 | 62.27 |  | 72.35 | 72.35 |  | 10.5 | 62.27 | 62.27 |  | 72.77 | 72.77 |  | 9.8 | 62.27 | 62.27 |  | 72.07 | 72.07
2020-11-17 12:00 | SHORT | SHORT | VoAA | 10.08 | 56.88 | 56.88 |  | 66.96 | 66.96 |  | 10.5 | 47.39 | 47.39 |  | 57.89 | 57.89 |  | 9.8 | 54.88 | 54.88 |  | 64.68 | 64.68
2020-11-17 13:00 | SHORT | SHORT | BALP | 10.08 | 56.83 | 56.83 |  | 66.91 | 66.91 |  | 10.5 | 56.83 | 56.83 |  | 67.33 | 67.33 |  | 9.8 | 56.83 | 56.83 |  | 66.63 | 66.63
2020-11-17 14:00 | SHORT | SHORT | VoAA | 10.08 | 55.5 | 55.5 |  | 65.58 | 65.58 |  | 10.5 | 44.7 | 44.7 |  | 55.2 | 55.2 |  | 9.8 | 55.53 | 55.53 |  | 65.33 | 65.33
2020-11-17 15:00 | SHORT | SHORT | BALP | 10.08 | 95 | 95 |  | 105.08 | 105.08 |  | 10.5 | 95 | 95 |  | 105.5 | 105.5 |  | 9.8 | 95 | 95 |  | 104.8 | 104.8
2020-11-17 16:00 | SHORT | SHORT | BALP | 10.08 | 70 | 70 |  | 80.08 | 80.08 |  | 10.5 | 70 | 70 |  | 80.5 | 80.5 |  | 9.8 | 70 | 70 |  | 79.8 | 79.8
2020-11-17 17:00 | SHORT | LONG | BALP | 10.08 | 65.8 | 65.8 |  | 75.88 | 75.88 |  | 10.5 | 65.8 | 65.8 |  | 76.3 | 76.3 |  | 9.8 | 54.81 |  | 54.81 | 45.01 |  | 45.01
2020-11-17 18:00 | LONG | LONG | BALP | 10.08 | 17.64 |  | 17.64 | 7.56 |  | 7.56 | 10.5 | 17.64 |  | 17.64 | 7.14 |  | 7.14 | 9.8 | 17.64 |  | 17.64 | 7.84 |  | 7.84
2020-11-17 19:00 | LONG | LONG | BALP | 10.08 | 0.1 |  | 0.1 | -9.98 |  | -9.98 | 10.5 | 0.1 |  | 0.1 | -10.4 |  | -10.4 | 9.8 | 0.1 |  | 0.1 | -9.7 |  | -9.7
2020-11-17 20:00 | LONG | LONG | BALP | 10.08 | 0.1 |  | 0.1 | -9.98 |  | -9.98 | 10.5 | 0.1 |  | 0.1 | -10.4 |  | -10.4 | 9.8 | 0.1 |  | 0.1 | -9.7 |  | -9.7
2020-11-17 21:00 | LONG | LONG | BALP | 10.08 | -0.92 |  | -0.92 | -11 |  | -11 | 10.5 | -0.92 |  | -0.92 | -11.42 |  | -11.42 | 9.8 | -0.92 |  | -0.92 | -10.72 |  | -10.72
2020-11-17 22:00 | LONG | LONG | BALP | 10.08 | 25 |  | 25 | 14.92 |  | 14.92 | 10.5 | 25 |  | 25 | 14.5 |  | 14.5 | 9.8 | 25 |  | 25 | 15.2 |  | 15.2
2020-11-17 23:00 | LONG | LONG | BALP | 10.08 | 8.2 |  | 8.2 | -1.88 |  | -1.88 | 10.5 | 8.2 |  | 8.2 | -2.3 |  | -2.3 | 9.8 | 8.2 |  | 8.2 | -1.6 |  | -1.6
2020-11-18 | LONG | LONG | BALP | 10.08 | 0 |  | 0 | -10.08 |  | -10.08 | 10.5 | 0 |  | 0 | -10.5 |  | -10.5 | 9.8 | 0 |  | 0 | -9.8 |  | -9.8
2020-11-18 01:00 | LONG | LONG | BALP | 10.08 | -1 |  | -1 | -11.08 |  | -11.08 | 10.5 | -1 |  | -1 | -11.5 |  | -11.5 | 9.8 | -1 |  | -1 | -10.8 |  | -10.8
2020-11-18 02:00 | LONG | LONG | VoAA | 10.08 | 0 |  | 0 | -10.08 |  | -10.08 | 10.5 | 2.89 |  | 2.89 | -7.61 |  | -7.61 | 9.8 | 0.89 |  | 0.89 | -8.91 |  | -8.91
2020-11-18 03:00 | LONG | LONG | VoAA | 10.08 | 0 |  | 0 | -10.08 |  | -10.08 | 10.5 | 2.92 |  | 2.92 | -7.58 |  | -7.58 | 9.8 | 0.77 |  | 0.77 | -9.03 |  | -9.03
2020-11-18 04:00 | LONG | LONG | VoAA | 10.08 | 0 |  | 0 | -10.08 |  | -10.08 | 10.5 | 3.13 |  | 3.13 | -7.37 |  | -7.37 | 9.8 | 0.83 |  | 0.83 | -8.97 |  | -8.97
2020-11-18 05:00 | LONG | LONG | VoAA | 10.08 | 0 |  | 0 | -10.08 |  | -10.08 | 10.5 | 4.13 |  | 4.13 | -6.37 |  | -6.37 | 9.8 | 1.25 |  | 1.25 | -8.55 |  | -8.55
2020-11-18 06:00 | LONG | LONG | BALP | 10.08 | -2.75 |  | -2.75 | -12.83 |  | -12.83 | 10.5 | -2.75 |  | -2.75 | -13.25 |  | -13.25 | 9.8 | -2.75 |  | -2.75 | -12.55 |  | -12.55
2020-11-18 07:00 | LONG | LONG | BALP | 10.08 | -1.4 |  | -1.4 | -11.48 |  | -11.48 | 10.5 | -1.4 |  | -1.4 | -11.9 |  | -11.9 | 9.8 | -1.4 |  | -1.4 | -11.2 |  | -11.2
2020-11-18 08:00 | LONG | LONG | BALP | 10.08 | -0.37 |  | -0.37 | -10.45 |  | -10.45 | 10.5 | -0.37 |  | -0.37 | -10.87 |  | -10.87 | 9.8 | -0.37 |  | -0.37 | -10.17 |  | -10.17
2020-11-18 09:00 | LONG | LONG | BALP | 10.08 | 0.5 |  | 0.5 | -9.58 |  | -9.58 | 10.5 | 0.5 |  | 0.5 | -10 |  | -10 | 9.8 | 0.5 |  | 0.5 | -9.3 |  | -9.3
2020-11-18 10:00 | SHORT | SHORT | BALP | 10.08 | 70.8 | 70.8 |  | 80.88 | 80.88 |  | 10.5 | 70.8 | 70.8 |  | 81.3 | 81.3 |  | 9.8 | 70.8 | 70.8 |  | 80.6 | 80.6
2020-11-18 11:00 | SHORT | SHORT | BALP | 10.08 | 63.1 | 63.1 |  | 73.18 | 73.18 |  | 10.5 | 63.1 | 63.1 |  | 73.6 | 73.6 |  | 9.8 | 63.1 | 63.1 |  | 72.9 | 72.9
2020-11-18 12:00 | LONG | LONG | BALP | 10.08 | 56.09 |  | 56.09 | 46.01 |  | 46.01 | 10.5 | 56.09 |  | 56.09 | 45.59 |  | 45.59 | 9.8 | 56.09 |  | 56.09 | 46.29 |  | 46.29
2020-11-18 13:00 | LONG | LONG | VoAA | 10.08 | 61.1 |  | 61.1 | 51.02 |  | 51.02 | 10.5 | 62.25 |  | 62.25 | 51.75 |  | 51.75 | 9.8 | 54.9 |  | 54.9 | 45.1 |  | 45.1
2020-11-18 14:00 | LONG | LONG | VoAA | 10.08 | 61.1 |  | 61.1 | 51.02 |  | 51.02 | 10.5 | 62.1 |  | 62.1 | 51.6 |  | 51.6 | 9.8 | 58.39 |  | 58.39 | 48.59 |  | 48.59
2020-11-18 15:00 | LONG | LONG | BALP | 10.08 | 10 |  | 10 | -0.08 |  | -0.08 | 10.5 | 10 |  | 10 | -0.5 |  | -0.5 | 9.8 | 10 |  | 10 | 0.2 |  | 0.2
2020-11-18 16:00 | LONG | LONG | BALP | 10.08 | 10 |  | 10 | -0.08 |  | -0.08 | 10.5 | 10 |  | 10 | -0.5 |  | -0.5 | 9.8 | 10 |  | 10 | 0.2 |  | 0.2
2020-11-18 17:00 | LONG | LONG | BALP | 10.08 | 0.5 |  | 0.5 | -9.58 |  | -9.58 | 10.5 | 0.5 |  | 0.5 | -10 |  | -10 | 9.8 | 0.5 |  | 0.5 | -9.3 |  | -9.3
2020-11-18 18:00 | LONG | LONG | BALP | 10.08 | 0.5 |  | 0.5 | -9.58 |  | -9.58 | 10.5 | 0.5 |  | 0.5 | -10 |  | -10 | 9.8 | 0.5 |  | 0.5 | -9.3 |  | -9.3
2020-11-18 19:00 | LONG | LONG | BALP | 10.08 | 20.1 |  | 20.1 | 10.02 |  | 10.02 | 10.5 | 20.1 |  | 20.1 | 9.6 |  | 9.6 | 9.8 | 20.1 |  | 20.1 | 10.3 |  | 10.3
2020-11-18 20:00 | LONG | LONG | BALP | 10.08 | 25 |  | 25 | 14.92 |  | 14.92 | 10.5 | 25 |  | 25 | 14.5 |  | 14.5 | 9.8 | 25 |  | 25 | 15.2 |  | 15.2
2020-11-18 21:00 | LONG | LONG | BALP | 10.08 | -10.88 |  | -10.88 | -20.96 |  | -20.96 | 10.5 | -10.88 |  | -10.88 | -21.38 |  | -21.38 | 9.8 | -10.88 |  | -10.88 | -20.68 |  | -20.68
2020-11-18 22:00 | LONG | LONG | BALP | 10.08 | -21.84 |  | -21.84 | -31.92 |  | -31.92 | 10.5 | -21.84 |  | -21.84 | -32.34 |  | -32.34 | 9.8 | -21.84 |  | -21.84 | -31.64 |  | -31.64
2020-11-18 23:00 | LONG | SHORT | BALP | 10.08 | -9 |  | -9 | -19.08 |  | -19.08 | 10.5 | -9 |  | -9 | -19.5 |  | -19.5 | 9.8 | 3.09 | 3.09 |  | 12.89 | 12.89
2020-11-19 | SHORT | SHORT | BALP | 10.08 | 94 | 94 |  | 104.08 | 104.08 |  | 10.5 | 94 | 94 |  | 104.5 | 104.5 |  | 9.8 | 94 | 94 |  | 103.8 | 103.8
2020-11-19 01:00 | LONG | LONG | BALP | 10.08 | 0 |  | 0 | -10.08 |  | -10.08 | 10.5 | 0 |  | 0 | -10.5 |  | -10.5 | 9.8 | 0 |  | 0 | -9.8 |  | -9.8
2020-11-19 02:00 | LONG | LONG | BALP | 10.08 | -2 |  | -2 | -12.08 |  | -12.08 | 10.5 | -2 |  | -2 | -12.5 |  | -12.5 | 9.8 | -2 |  | -2 | -11.8 |  | -11.8
2020-11-19 03:00 | LONG | LONG | BALP | 10.08 | -10.2 |  | -10.2 | -20.28 |  | -20.28 | 10.5 | -10.2 |  | -10.2 | -20.7 |  | -20.7 | 9.8 | -10.2 |  | -10.2 | -20 |  | -20
2020-11-19 04:00 | LONG | LONG | VoAA | 10.08 | 0 |  | 0 | -10.08 |  | -10.08 | 10.5 | 2.91 |  | 2.91 | -7.59 |  | -7.59 | 9.8 | 0.27 |  | 0.27 | -9.53 |  | -9.53
2020-11-19 05:00 | LONG | LONG | BALP | 10.08 | 0.82 |  | 0.82 | -9.26 |  | -9.26 | 10.5 | 0.82 |  | 0.82 | -9.68 |  | -9.68 | 9.8 | 0.82 |  | 0.82 | -8.98 |  | -8.98
2020-11-19 06:00 | LONG | LONG | BALP | 10.08 | 1.79 |  | 1.79 | -8.29 |  | -8.29 | 10.5 | 1.79 |  | 1.79 | -8.71 |  | -8.71 | 9.8 | 1.79 |  | 1.79 | -8.01 |  | -8.01
2020-11-19 07:00 | LONG | LONG | BALP | 10.08 | 35.03 |  | 35.03 | 24.95 |  | 24.95 | 10.5 | 35.03 |  | 35.03 | 24.53 |  | 24.53 | 9.8 | 35.03 |  | 35.03 | 25.23 |  | 25.23
2020-11-19 08:00 | LONG | LONG | BALP | 10.08 | 4.14 |  | 4.14 | -5.94 |  | -5.94 | 10.5 | 4.14 |  | 4.14 | -6.36 |  | -6.36 | 9.8 | 4.14 |  | 4.14 | -5.66 |  | -5.66
2020-11-19 09:00 | LONG | LONG | BALP | 10.08 | 25 |  | 25 | 14.92 |  | 14.92 | 10.5 | 25 |  | 25 | 14.5 |  | 14.5 | 9.8 | 25 |  | 25 | 15.2 |  | 15.2
2020-11-19 10:00 | LONG | LONG | BALP | 10.08 | 19.91 |  | 19.91 | 9.83 |  | 9.83 | 10.5 | 19.91 |  | 19.91 | 9.41 |  | 9.41 | 9.8 | 19.91 |  | 19.91 | 10.11 |  | 10.11
2020-11-19 11:00 | LONG | LONG | BALP | 10.08 | 16.98 |  | 16.98 | 6.9 |  | 6.9 | 10.5 | 16.98 |  | 16.98 | 6.48 |  | 6.48 | 9.8 | 16.98 |  | 16.98 | 7.18 |  | 7.18
2020-11-19 12:00 | LONG | LONG | BALP | 10.08 | 25 |  | 25 | 14.92 |  | 14.92 | 10.5 | 25 |  | 25 | 14.5 |  | 14.5 | 9.8 | 25 |  | 25 | 15.2 |  | 15.2
2020-11-19 13:00 | LONG | LONG | VoAA | 10.08 | 50 |  | 50 | 39.92 |  | 39.92 | 10.5 | 54.31 |  | 54.31 | 43.81 |  | 43.81 | 9.8 | 52.47 |  | 52.47 | 42.67 |  | 42.67
2020-11-19 14:00 | LONG | LONG | VoAA | 10.08 | 50 |  | 50 | 39.92 |  | 39.92 | 10.5 | 52.86 |  | 52.86 | 42.36 |  | 42.36 | 9.8 | 53.61 |  | 53.61 | 43.81 |  | 43.81
2020-11-19 15:00 | SHORT | SHORT | BALP | 10.08 | 95 | 95 |  | 105.08 | 105.08 |  | 10.5 | 95 | 95 |  | 105.5 | 105.5 |  | 9.8 | 95 | 95 |  | 104.8 | 104.8
2020-11-19 16:00 | LONG | LONG | BALP | 10.08 | 25 |  | 25 | 14.92 |  | 14.92 | 10.5 | 25 |  | 25 | 14.5 |  | 14.5 | 9.8 | 25 |  | 25 | 15.2 |  | 15.2
2020-11-19 17:00 | LONG | LONG | BALP | 10.08 | 1 |  | 1 | -9.08 |  | -9.08 | 10.5 | 1 |  | 1 | -9.5 |  | -9.5 | 9.8 | 1 |  | 1 | -8.8 |  | -8.8
2020-11-19 18:00 | LONG | LONG | BALP | 10.08 | 25 |  | 25 | 14.92 |  | 14.92 | 10.5 | 25 |  | 25 | 14.5 |  | 14.5 | 9.8 | 25 |  | 25 | 15.2 |  | 15.2
2020-11-19 19:00 | LONG | LONG | BALP | 10.08 | 20 |  | 20 | 9.92 |  | 9.92 | 10.5 | 20 |  | 20 | 9.5 |  | 9.5 | 9.8 | 20 |  | 20 | 10.2 |  | 10.2
2020-11-19 20:00 | SHORT | SHORT | BALP | 10.08 | 95 | 95 |  | 105.08 | 105.08 |  | 10.5 | 95 | 95 |  | 105.5 | 105.5 |  | 9.8 | 95 | 95 |  | 104.8 | 104.8
2020-11-19 21:00 | LONG | LONG | BALP | 10.08 | 1 |  | 1 | -9.08 |  | -9.08 | 10.5 | 1 |  | 1 | -9.5 |  | -9.5 | 9.8 | 1 |  | 1 | -8.8 |  | -8.8
2020-11-19 22:00 | LONG | LONG | BALP | 10.08 | 28.4 |  | 28.4 | 18.32 |  | 18.32 | 10.5 | 28.4 |  | 28.4 | 17.9 |  | 17.9 | 9.8 | 28.4 |  | 28.4 | 18.6 |  | 18.6
2020-11-19 23:00 | SHORT | SHORT | BALP | 10.08 | 95 | 95 |  | 105.08 | 105.08 |  | 10.5 | 95 | 95 |  | 105.5 | 105.5 |  | 9.8 | 95 | 95 |  | 104.8 | 104.8
2020-11-20 | SHORT | SHORT | BALP | 10.08 | 95 | 95 |  | 105.08 | 105.08 |  | 10.5 | 95 | 95 |  | 105.5 | 105.5 |  | 9.8 | 95 | 95 |  | 104.8 | 104.8
2020-11-20 01:00 | SHORT | LONG | BALP | 10.08 | 52.86 | 52.86 |  | 62.94 | 62.94 |  | 10.5 | 52.86 | 52.86 |  | 63.36 | 63.36 |  | 9.8 | 1.74 |  | 1.74 | -8.06 |  | -8.06
2020-11-20 02:00 | LONG | LONG | VoAA | 10.08 | 0 |  | 0 | -10.08 |  | -10.08 | 10.5 | 3.27 |  | 3.27 | -7.23 |  | -7.23 | 9.8 | 1.53 |  | 1.53 | -8.27 |  | -8.27
2020-11-20 03:00 | LONG | LONG | VoAA | 10.08 | 60.8 |  | 60.8 | 50.72 |  | 50.72 | 10.5 | 33.92 |  | 33.92 | 23.42 |  | 23.42 | 9.8 | 1.53 |  | 1.53 | -8.27 |  | -8.27
2020-11-20 04:00 | LONG | LONG | BALP | 10.08 | 2.04 |  | 2.04 | -8.04 |  | -8.04 | 10.5 | 2.04 |  | 2.04 | -8.46 |  | -8.46 | 9.8 | 2.04 |  | 2.04 | -7.76 |  | -7.76
2020-11-20 05:00 | LONG | LONG | VoAA | 10.08 | 0 |  | 0 | -10.08 |  | -10.08 | 10.5 | 13.5 |  | 13.5 | 3 |  | 3 | 9.8 | 3.29 |  | 3.29 | -6.51 |  | -6.51
2020-11-20 06:00 | LONG | LONG | BALP | 10.08 | 22 |  | 22 | 11.92 |  | 11.92 | 10.5 | 22 |  | 22 | 11.5 |  | 11.5 | 9.8 | 22 |  | 22 | 12.2 |  | 12.2
2020-11-20 07:00 | LONG | LONG | BALP | 10.08 | 25 |  | 25 | 14.92 |  | 14.92 | 10.5 | 25 |  | 25 | 14.5 |  | 14.5 | 9.8 | 25 |  | 25 | 15.2 |  | 15.2
2020-11-20 08:00 | LONG | LONG | BALP | 10.08 | 53.88 |  | 53.88 | 43.8 |  | 43.8 | 10.5 | 53.88 |  | 53.88 | 43.38 |  | 43.38 | 9.8 | 53.88 |  | 53.88 | 44.08 |  | 44.08
2020-11-20 09:00 | SHORT | LONG | BALP | 10.08 | 56.24 | 56.24 |  | 66.32 | 66.32 |  | 10.5 | 56.24 | 56.24 |  | 66.74 | 66.74 |  | 9.8 | 54.86 |  | 54.86 | 45.06 |  | 45.06
2020-11-20 10:00 | SHORT | LONG | BALP | 10.08 | 61.5 | 61.5 |  | 71.58 | 71.58 |  | 10.5 | 61.5 | 61.5 |  | 72 | 72 |  | 9.8 | 51.24 |  | 51.24 | 41.44 |  | 41.44
2020-11-20 11:00 | LONG | LONG | VoAA | 10.08 | 40 |  | 40 | 29.92 |  | 29.92 | 10.5 | 47.34 |  | 47.34 | 36.84 |  | 36.84 | 9.8 | 49.64 |  | 49.64 | 39.84 |  | 39.84
2020-11-20 12:00 | LONG | LONG | BALP | 10.08 | 35 |  | 35 | 24.92 |  | 24.92 | 10.5 | 35 |  | 35 | 24.5 |  | 24.5 | 9.8 | 35 |  | 35 | 25.2 |  | 25.2
2020-11-20 13:00 | LONG | LONG | BALP | 10.08 | 35 |  | 35 | 24.92 |  | 24.92 | 10.5 | 35 |  | 35 | 24.5 |  | 24.5 | 9.8 | 35 |  | 35 | 25.2 |  | 25.2
2020-11-20 14:00 | LONG | LONG | BALP | 10.08 | 30 |  | 30 | 19.92 |  | 19.92 | 10.5 | 30 |  | 30 | 19.5 |  | 19.5 | 9.8 | 30 |  | 30 | 20.2 |  | 20.2
2020-11-20 15:00 | LONG | LONG | BALP | 10.08 | 40 |  | 40 | 29.92 |  | 29.92 | 10.5 | 40 |  | 40 | 29.5 |  | 29.5 | 9.8 | 40 |  | 40 | 30.2 |  | 30.2
2020-11-20 16:00 | LONG | SHORT | BALP | 10.08 | 63.54 |  | 63.54 | 53.46 |  | 53.46 | 10.5 | 63.54 |  | 63.54 | 53.04 |  | 53.04 | 9.8 | 63.54 | 63.54 |  | 73.34 | 73.34
2020-11-20 17:00 | SHORT | SHORT | BALP | 10.08 | 205.89 | 205.89 |  | 215.97 | 215.97 |  | 10.5 | 205.89 | 205.89 |  | 216.39 | 216.39 |  | 9.8 | 205.89 | 205.89 |  | 215.69 | 215.69
2020-11-20 18:00 | SHORT | SHORT | BALP | 10.08 | 205.89 | 205.89 |  | 215.97 | 215.97 |  | 10.5 | 205.89 | 205.89 |  | 216.39 | 216.39 |  | 9.8 | 205.89 | 205.89 |  | 215.69 | 215.69
2020-11-20 19:00 | SHORT | SHORT | BALP | 10.08 | 202.4 | 202.4 |  | 212.48 | 212.48 |  | 10.5 | 202.4 | 202.4 |  | 212.9 | 212.9 |  | 9.8 | 202.4 | 202.4 |  | 212.2 | 212.2
2020-11-20 20:00 | SHORT | SHORT | BALP | 10.08 | 95 | 95 |  | 105.08 | 105.08 |  | 10.5 | 95 | 95 |  | 105.5 | 105.5 |  | 9.8 | 95 | 95 |  | 104.8 | 104.8
2020-11-20 21:00 | SHORT | SHORT | BALP | 10.08 | 95 | 95 |  | 105.08 | 105.08 |  | 10.5 | 95 | 95 |  | 105.5 | 105.5 |  | 9.8 | 95 | 95 |  | 104.8 | 104.8
2020-11-20 22:00 | SHORT | SHORT | BALP | 10.08 | 95 | 95 |  | 105.08 | 105.08 |  | 10.5 | 95 | 95 |  | 105.5 | 105.5 |  | 9.8 | 95 | 95 |  | 104.8 | 104.8
2020-11-20 23:00 | SHORT | SHORT | BALP | 10.08 | 94 | 94 |  | 104.08 | 104.08 |  | 10.5 | 94 | 94 |  | 104.5 | 104.5 |  | 9.8 | 94 | 94 |  | 103.8 | 103.8
2020-11-21 | SHORT | SHORT | BALP | 10.08 | 34.2 | 34.2 |  | 44.28 | 44.28 |  | 10.5 | 34.2 | 34.2 |  | 44.7 | 44.7 |  | 9.8 | 34.2 | 34.2 |  | 44 | 44
2020-11-21 01:00 | LONG | LONG | VoAA | 10.08 | 61.7 |  | 61.7 | 51.62 |  | 51.62 | 10.5 | 49.39 |  | 49.39 | 38.89 |  | 38.89 | 9.8 | 48.19 |  | 48.19 | 38.39 |  | 38.39
2020-11-21 02:00 | SHORT | SHORT | VoAA | 10.08 | 35.38 | 35.38 |  | 45.46 | 45.46 |  | 10.5 | 9.79 | 9.79 |  | 20.29 | 20.29 |  | 9.8 | 32.08 | 32.08 |  | 41.88 | 41.88
2020-11-21 03:00 | SHORT | SHORT | VoAA | 10.08 | 19.75 | 19.75 |  | 29.83 | 29.83 |  | 10.5 | 1.98 | 1.98 |  | 12.48 | 12.48 |  | 9.8 | 30.38 | 30.38 |  | 40.18 | 40.18
2020-11-21 04:00 | SHORT | SHORT | BALP | 10.08 | 95 | 95 |  | 105.08 | 105.08 |  | 10.5 | 95 | 95 |  | 105.5 | 105.5 |  | 9.8 | 95 | 95 |  | 104.8 | 104.8
2020-11-21 05:00 | SHORT | SHORT | BALP | 10.08 | 95 | 95 |  | 105.08 | 105.08 |  | 10.5 | 95 | 95 |  | 105.5 | 105.5 |  | 9.8 | 95 | 95 |  | 104.8 | 104.8
2020-11-21 06:00 | SHORT | SHORT | BALP | 10.08 | 95 | 95 |  | 105.08 | 105.08 |  | 10.5 | 95 | 95 |  | 105.5 | 105.5 |  | 9.8 | 95 | 95 |  | 104.8 | 104.8
2020-11-21 07:00 | LONG | LONG | VoAA | 10.08 | 55.7 |  | 55.7 | 45.62 |  | 45.62 | 10.5 | 62.85 |  | 62.85 | 52.35 |  | 52.35 | 9.8 | 54.83 |  | 54.83 | 45.03 |  | 45.03
2020-11-21 08:00 | LONG | LONG | BALP | 10.08 | -15.8 |  | -15.8 | -25.88 |  | -25.88 | 10.5 | -15.8 |  | -15.8 | -26.3 |  | -26.3 | 9.8 | -15.8 |  | -15.8 | -25.6 |  | -25.6
2020-11-21 09:00 | LONG | LONG | BALP | 10.08 | -9 |  | -9 | -19.08 |  | -19.08 | 10.5 | -9 |  | -9 | -19.5 |  | -19.5 | 9.8 | -9 |  | -9 | -18.8 |  | -18.8
2020-11-21 10:00 | LONG | LONG | VoAA | 10.08 | 1 |  | 1 | -9.08 |  | -9.08 | 10.5 | 30.42 |  | 30.42 | 19.92 |  | 19.92 | 9.8 | 55.93 |  | 55.93 | 46.13 |  | 46.13
2020-11-21 11:00 | LONG | LONG | BALP | 10.08 | 1 |  | 1 | -9.08 |  | -9.08 | 10.5 | 1 |  | 1 | -9.5 |  | -9.5 | 9.8 | 1 |  | 1 | -8.8 |  | -8.8
2020-11-21 12:00 | LONG | LONG | BALP | 10.08 | 1 |  | 1 | -9.08 |  | -9.08 | 10.5 | 1 |  | 1 | -9.5 |  | -9.5 | 9.8 | 1 |  | 1 | -8.8 |  | -8.8
2020-11-21 13:00 | LONG | LONG | VoAA | 10.08 | -16.91 |  | -16.91 | -26.99 |  | -26.99 | 10.5 | 0.07 |  | 0.07 | -10.43 |  | -10.43 | 9.8 | 20.02 |  | 20.02 | 10.22 |  | 10.22
2020-11-21 14:00 | LONG | LONG | BALP | 10.08 | 2.82 |  | 2.82 | -7.26 |  | -7.26 | 10.5 | 2.82 |  | 2.82 | -7.68 |  | -7.68 | 9.8 | 2.82 |  | 2.82 | -6.98 |  | -6.98
2020-11-21 15:00 | SHORT | SHORT | BALP | 10.08 | 94 | 94 |  | 104.08 | 104.08 |  | 10.5 | 94 | 94 |  | 104.5 | 104.5 |  | 9.8 | 94 | 94 |  | 103.8 | 103.8
2020-11-21 16:00 | SHORT | SHORT | BALP | 10.08 | 95 | 95 |  | 105.08 | 105.08 |  | 10.5 | 95 | 95 |  | 105.5 | 105.5 |  | 9.8 | 95 | 95 |  | 104.8 | 104.8
2020-11-21 17:00 | SHORT | SHORT | BALP | 10.08 | 95 | 95 |  | 105.08 | 105.08 |  | 10.5 | 95 | 95 |  | 105.5 | 105.5 |  | 9.8 | 95 | 95 |  | 104.8 | 104.8
2020-11-21 18:00 | LONG | LONG | BALP | 10.08 | 13.26 |  | 13.26 | 3.18 |  | 3.18 | 10.5 | 13.26 |  | 13.26 | 2.76 |  | 2.76 | 9.8 | 13.26 |  | 13.26 | 3.46 |  | 3.46
2020-11-21 19:00 | LONG | LONG | BALP | 10.08 | 14.32 |  | 14.32 | 4.24 |  | 4.24 | 10.5 | 14.32 |  | 14.32 | 3.82 |  | 3.82 | 9.8 | 14.32 |  | 14.32 | 4.52 |  | 4.52
2020-11-21 20:00 | LONG | LONG | BALP | 10.08 | 0 |  | 0 | -10.08 |  | -10.08 | 10.5 | 0 |  | 0 | -10.5 |  | -10.5 | 9.8 | 0 |  | 0 | -9.8 |  | -9.8
2020-11-21 21:00 | SHORT | SHORT | BALP | 10.08 | 91.7 | 91.7 |  | 101.78 | 101.78 |  | 10.5 | 91.7 | 91.7 |  | 102.2 | 102.2 |  | 9.8 | 91.7 | 91.7 |  | 101.5 | 101.5
2020-11-21 22:00 | SHORT | SHORT | BALP | 10.08 | 94 | 94 |  | 104.08 | 104.08 |  | 10.5 | 94 | 94 |  | 104.5 | 104.5 |  | 9.8 | 94 | 94 |  | 103.8 | 103.8
2020-11-21 23:00 | SHORT | SHORT | BALP | 10.08 | 76.7 | 76.7 |  | 86.78 | 86.78 |  | 10.5 | 76.7 | 76.7 |  | 87.2 | 87.2 |  | 9.8 | 76.7 | 76.7 |  | 86.5 | 86.5
2020-11-22 | SHORT | SHORT | BALP | 10.08 | 94 | 94 |  | 104.08 | 104.08 |  | 10.5 | 94 | 94 |  | 104.5 | 104.5 |  | 9.8 | 94 | 94 |  | 103.8 | 103.8
2020-11-22 01:00 | SHORT | SHORT | BALP | 10.08 | 94 | 94 |  | 104.08 | 104.08 |  | 10.5 | 94 | 94 |  | 104.5 | 104.5 |  | 9.8 | 94 | 94 |  | 103.8 | 103.8
2020-11-22 02:00 | SHORT | SHORT | BALP | 10.08 | 95 | 95 |  | 105.08 | 105.08 |  | 10.5 | 95 | 95 |  | 105.5 | 105.5 |  | 9.8 | 95 | 95 |  | 104.8 | 104.8
2020-11-22 03:00 | SHORT | LONG | BALP | 10.08 | 95 | 95 |  | 105.08 | 105.08 |  | 10.5 | 95 | 95 |  | 105.5 | 105.5 |  | 9.8 | 0.87 |  | 0.87 | -8.93 |  | -8.93
2020-11-22 04:00 | LONG | LONG | VoAA | 10.08 | 0 |  | 0 | -10.08 |  | -10.08 | 10.5 | 34.85 |  | 34.85 | 24.35 |  | 24.35 | 9.8 | 0.81 |  | 0.81 | -8.99 |  | -8.99
2020-11-22 05:00 | LONG | LONG | VoAA | 10.08 | 0 |  | 0 | -10.08 |  | -10.08 | 10.5 | 2.91 |  | 2.91 | -7.59 |  | -7.59 | 9.8 | 0.81 |  | 0.81 | -8.99 |  | -8.99
2020-11-22 06:00 | LONG | LONG | VoAA | 10.08 | 26.7 |  | 26.7 | 16.62 |  | 16.62 | 10.5 | 16.39 |  | 16.39 | 5.89 |  | 5.89 | 9.8 | 0.82 |  | 0.82 | -8.98 |  | -8.98
2020-11-22 07:00 | LONG | LONG | BALP | 10.08 | 1.08 |  | 1.08 | -9 |  | -9 | 10.5 | 1.08 |  | 1.08 | -9.42 |  | -9.42 | 9.8 | 1.08 |  | 1.08 | -8.72 |  | -8.72
2020-11-22 08:00 | LONG | LONG | BALP | 10.08 | 0.72 |  | 0.72 | -9.36 |  | -9.36 | 10.5 | 0.72 |  | 0.72 | -9.78 |  | -9.78 | 9.8 | 0.72 |  | 0.72 | -9.08 |  | -9.08
2020-11-22 09:00 | LONG | LONG | BALP | 10.08 | 0.93 |  | 0.93 | -9.15 |  | -9.15 | 10.5 | 0.93 |  | 0.93 | -9.57 |  | -9.57 | 9.8 | 0.93 |  | 0.93 | -8.87 |  | -8.87
2020-11-22 10:00 | LONG | SHORT | BALP | 10.08 | 26.7 |  | 26.7 | 16.62 |  | 16.62 | 10.5 | 26.7 |  | 26.7 | 16.2 |  | 16.2 | 9.8 | 1.34 | 1.34 |  | 11.14 | 11.14
2020-11-22 11:00 | LONG | LONG | VoAA | 10.08 | 59.7 |  | 59.7 | 49.62 |  | 49.62 | 10.5 | 33.19 |  | 33.19 | 22.69 |  | 22.69 | 9.8 | 1.59 |  | 1.59 | -8.21 |  | -8.21
2020-11-22 12:00 | SHORT | SHORT | BALP | 10.08 | 89.7 | 89.7 |  | 99.78 | 99.78 |  | 10.5 | 89.7 | 89.7 |  | 100.2 | 100.2 |  | 9.8 | 89.7 | 89.7 |  | 99.5 | 99.5
2020-11-22 13:00 | SHORT | SHORT | BALP | 10.08 | 93 | 93 |  | 103.08 | 103.08 |  | 10.5 | 93 | 93 |  | 103.5 | 103.5 |  | 9.8 | 93 | 93 |  | 102.8 | 102.8
2020-11-22 14:00 | SHORT | SHORT | BALP | 10.08 | 93 | 93 |  | 103.08 | 103.08 |  | 10.5 | 93 | 93 |  | 103.5 | 103.5 |  | 9.8 | 93 | 93 |  | 102.8 | 102.8
2020-11-22 15:00 | SHORT | SHORT | BALP | 10.08 | 93 | 93 |  | 103.08 | 103.08 |  | 10.5 | 93 | 93 |  | 103.5 | 103.5 |  | 9.8 | 93 | 93 |  | 102.8 | 102.8
2020-11-22 16:00 | SHORT | SHORT | BALP | 10.08 | 93 | 93 |  | 103.08 | 103.08 |  | 10.5 | 93 | 93 |  | 103.5 | 103.5 |  | 9.8 | 93 | 93 |  | 102.8 | 102.8
2020-11-22 17:00 | SHORT | SHORT | BALP | 10.08 | 89.7 | 89.7 |  | 99.78 | 99.78 |  | 10.5 | 89.7 | 89.7 |  | 100.2 | 100.2 |  | 9.8 | 89.7 | 89.7 |  | 99.5 | 99.5
2020-11-22 18:00 | SHORT | LONG | BALP | 10.08 | 70 | 70 |  | 80.08 | 80.08 |  | 10.5 | 70 | 70 |  | 80.5 | 80.5 |  | 9.8 | 50.39 |  | 50.39 | 40.59 |  | 40.59
2020-11-22 19:00 | LONG | LONG | BALP | 10.08 | 13.77 |  | 13.77 | 3.69 |  | 3.69 | 10.5 | 13.77 |  | 13.77 | 3.27 |  | 3.27 | 9.8 | 13.77 |  | 13.77 | 3.97 |  | 3.97
2020-11-22 20:00 | LONG | LONG | VoAA | 10.08 | 59.7 |  | 59.7 | 49.62 |  | 49.62 | 10.5 | 54.73 |  | 54.73 | 44.23 |  | 44.23 | 9.8 | 48.46 |  | 48.46 | 38.66 |  | 38.66
2020-11-22 21:00 | LONG | LONG | VoAA | 10.08 | 59.7 |  | 59.7 | 49.62 |  | 49.62 | 10.5 | 51.26 |  | 51.26 | 40.76 |  | 40.76 | 9.8 | 44.76 |  | 44.76 | 34.96 |  | 34.96
2020-11-22 22:00 | LONG | LONG | VoAA | 10.08 | 59.7 |  | 59.7 | 49.62 |  | 49.62 | 10.5 | 33.2 |  | 33.2 | 22.7 |  | 22.7 | 9.8 | 37.82 |  | 37.82 | 28.02 |  | 28.02
2020-11-22 23:00 | SHORT | SHORT | BALP | 10.08 | 70 | 70 |  | 80.08 | 80.08 |  | 10.5 | 70 | 70 |  | 80.5 | 80.5 |  | 9.8 | 70 | 70 |  | 79.8 | 79.8
2020-11-23 | LONG | LONG | VoAA | 10.08 | 60.2 |  | 60.2 | 50.12 |  | 50.12 | 10.5 | 61.2 |  | 61.2 | 50.7 |  | 50.7 | 9.8 | 1.22 |  | 1.22 | -8.58 |  | -8.58
2020-11-23 01:00 | LONG | LONG | BALP | 10.08 | -15.05 |  | -15.05 | -25.13 |  | -25.13 | 10.5 | -15.05 |  | -15.05 | -25.55 |  | -25.55 | 9.8 | -15.05 |  | -15.05 | -24.85 |  | -24.85
2020-11-23 02:00 | LONG | LONG | BALP | 10.08 | 1.02 |  | 1.02 | -9.06 |  | -9.06 | 10.5 | 1.02 |  | 1.02 | -9.48 |  | -9.48 | 9.8 | 1.02 |  | 1.02 | -8.78 |  | -8.78
2020-11-23 03:00 | LONG | LONG | BALP | 10.08 | 0.89 |  | 0.89 | -9.19 |  | -9.19 | 10.5 | 0.89 |  | 0.89 | -9.61 |  | -9.61 | 9.8 | 0.89 |  | 0.89 | -8.91 |  | -8.91
2020-11-23 04:00 | LONG | LONG | BALP | 10.08 | 0.94 |  | 0.94 | -9.14 |  | -9.14 | 10.5 | 0.94 |  | 0.94 | -9.56 |  | -9.56 | 9.8 | 0.94 |  | 0.94 | -8.86 |  | -8.86
2020-11-23 05:00 | LONG | LONG | BALP | 10.08 | 1.49 |  | 1.49 | -8.59 |  | -8.59 | 10.5 | 1.49 |  | 1.49 | -9.01 |  | -9.01 | 9.8 | 1.49 |  | 1.49 | -8.31 |  | -8.31
2020-11-23 06:00 | LONG | LONG | BALP | 10.08 | 0 |  | 0 | -10.08 |  | -10.08 | 10.5 | 0 |  | 0 | -10.5 |  | -10.5 | 9.8 | 0 |  | 0 | -9.8 |  | -9.8
2020-11-23 07:00 | LONG | LONG | BALP | 10.08 | 0 |  | 0 | -10.08 |  | -10.08 | 10.5 | 0 |  | 0 | -10.5 |  | -10.5 | 9.8 | 0 |  | 0 | -9.8 |  | -9.8
2020-11-23 08:00 | SHORT | SHORT | BALP | 10.08 | 59.47 | 59.47 |  | 69.55 | 69.55 |  | 10.5 | 59.47 | 59.47 |  | 69.97 | 69.97 |  | 9.8 | 59.47 | 59.47 |  | 69.27 | 69.27
2020-11-23 09:00 | LONG | LONG | BALP | 10.08 | 54.47 |  | 54.47 | 44.39 |  | 44.39 | 10.5 | 54.47 |  | 54.47 | 43.97 |  | 43.97 | 9.8 | 54.47 |  | 54.47 | 44.67 |  | 44.67
2020-11-23 10:00 | LONG | LONG | BALP | 10.08 | 40 |  | 40 | 29.92 |  | 29.92 | 10.5 | 40 |  | 40 | 29.5 |  | 29.5 | 9.8 | 40 |  | 40 | 30.2 |  | 30.2
2020-11-23 11:00 | LONG | LONG | BALP | 10.08 | 1.1 |  | 1.1 | -8.98 |  | -8.98 | 10.5 | 1.1 |  | 1.1 | -9.4 |  | -9.4 | 9.8 | 1.1 |  | 1.1 | -8.7 |  | -8.7
2020-11-23 12:00 | LONG | LONG | BALP | 10.08 | 25 |  | 25 | 14.92 |  | 14.92 | 10.5 | 25 |  | 25 | 14.5 |  | 14.5 | 9.8 | 25 |  | 25 | 15.2 |  | 15.2
2020-11-23 13:00 | LONG | LONG | BALP | 10.08 | 10 |  | 10 | -0.08 |  | -0.08 | 10.5 | 10 |  | 10 | -0.5 |  | -0.5 | 9.8 | 10 |  | 10 | 0.2 |  | 0.2
2020-11-23 14:00 | SHORT | SHORT | BALP | 10.08 | 94 | 94 |  | 104.08 | 104.08 |  | 10.5 | 94 | 94 |  | 104.5 | 104.5 |  | 9.8 | 94 | 94 |  | 103.8 | 103.8
2020-11-23 15:00 | SHORT | SHORT | BALP | 10.08 | 93 | 93 |  | 103.08 | 103.08 |  | 10.5 | 93 | 93 |  | 103.5 | 103.5 |  | 9.8 | 93 | 93 |  | 102.8 | 102.8
2020-11-23 16:00 | SHORT | SHORT | BALP | 10.08 | 73.2 | 73.2 |  | 83.28 | 83.28 |  | 10.5 | 73.2 | 73.2 |  | 83.7 | 83.7 |  | 9.8 | 73.2 | 73.2 |  | 83 | 83
2020-11-23 17:00 | LONG | LONG | BALP | 10.08 | 40 |  | 40 | 29.92 |  | 29.92 | 10.5 | 40 |  | 40 | 29.5 |  | 29.5 | 9.8 | 40 |  | 40 | 30.2 |  | 30.2
2020-11-23 18:00 | SHORT | LONG | BALP | 10.08 | 53.2 | 53.2 |  | 63.28 | 63.28 |  | 10.5 | 53.2 | 53.2 |  | 63.7 | 63.7 |  | 9.8 | 61.21 |  | 61.21 | 51.41 |  | 51.41
2020-11-23 19:00 | LONG | LONG | VoAA | 10.08 | 39.2 |  | 39.2 | 29.12 |  | 29.12 | 10.5 | 41.11 |  | 41.11 | 30.61 |  | 30.61 | 9.8 | 55.86 |  | 55.86 | 46.06 |  | 46.06
2020-11-23 20:00 | LONG | LONG | BALP | 10.08 | 10 |  | 10 | -0.08 |  | -0.08 | 10.5 | 10 |  | 10 | -0.5 |  | -0.5 | 9.8 | 10 |  | 10 | 0.2 |  | 0.2
2020-11-23 21:00 | LONG | LONG | BALP | 10.08 | 10 |  | 10 | -0.08 |  | -0.08 | 10.5 | 10 |  | 10 | -0.5 |  | -0.5 | 9.8 | 10 |  | 10 | 0.2 |  | 0.2
2020-11-23 22:00 | LONG | LONG | BALP | 10.08 | 1.5 |  | 1.5 | -8.58 |  | -8.58 | 10.5 | 1.5 |  | 1.5 | -9 |  | -9 | 9.8 | 1.5 |  | 1.5 | -8.3 |  | -8.3
2020-11-23 23:00 | LONG | LONG | BALP | 10.08 | 1.5 |  | 1.5 | -8.58 |  | -8.58 | 10.5 | 1.5 |  | 1.5 | -9 |  | -9 | 9.8 | 1.5 |  | 1.5 | -8.3 |  | -8.3
2020-11-24 | LONG | LONG | BALP | 10.08 | -5.06 |  | -5.06 | -15.14 |  | -15.14 | 10.5 | -5.06 |  | -5.06 | -15.56 |  | -15.56 | 9.8 | -5.06 |  | -5.06 | -14.86 |  | -14.86
2020-11-24 01:00 | LONG | LONG | BALP | 10.08 | -0.97 |  | -0.97 | -11.05 |  | -11.05 | 10.5 | -0.97 |  | -0.97 | -11.47 |  | -11.47 | 9.8 | -0.97 |  | -0.97 | -10.77 |  | -10.77
2020-11-24 02:00 | SHORT | SHORT | VoAA | 10.08 | 7.47 | 7.47 |  | 17.55 | 17.55 |  | 10.5 | 3.74 | 3.74 |  | 14.24 | 14.24 |  | 9.8 | 2.46 | 2.46 |  | 12.26 | 12.26
2020-11-24 03:00 | LONG | LONG | VoAA | 10.08 | 0 |  | 0 | -10.08 |  | -10.08 | 10.5 | 3.74 |  | 3.74 | -6.76 |  | -6.76 | 9.8 | 2.47 |  | 2.47 | -7.33 |  | -7.33
2020-11-24 04:00 | LONG | LONG | VoAA | 10.08 | 0 |  | 0 | -10.08 |  | -10.08 | 10.5 | 4.14 |  | 4.14 | -6.36 |  | -6.36 | 9.8 | 2.48 |  | 2.48 | -7.32 |  | -7.32
2020-11-24 05:00 | LONG | LONG | BALP | 10.08 | 3.27 |  | 3.27 | -6.81 |  | -6.81 | 10.5 | 3.27 |  | 3.27 | -7.23 |  | -7.23 | 9.8 | 3.27 |  | 3.27 | -6.53 |  | -6.53
2020-11-24 06:00 | LONG | LONG | VoAA | 10.08 | 0 |  | 0 | -10.08 |  | -10.08 | 10.5 | 28.26 |  | 28.26 | 17.76 |  | 17.76 | 9.8 | 16.01 |  | 16.01 | 6.21 |  | 6.21
2020-11-24 07:00 | SHORT | LONG | BALP | 10.08 | 56.3 | 56.3 |  | 66.38 | 66.38 |  | 10.5 | 56.3 | 56.3 |  | 66.8 | 66.8 |  | 9.8 | 51.51 |  | 51.51 | 41.71 |  | 41.71
2020-11-24 08:00 | SHORT | SHORT | BALP | 10.08 | 95 | 95 |  | 105.08 | 105.08 |  | 10.5 | 95 | 95 |  | 105.5 | 105.5 |  | 9.8 | 95 | 95 |  | 104.8 | 104.8
2020-11-24 09:00 | SHORT | SHORT | BALP | 10.08 | 95 | 95 |  | 105.08 | 105.08 |  | 10.5 | 95 | 95 |  | 105.5 | 105.5 |  | 9.8 | 95 | 95 |  | 104.8 | 104.8
2020-11-24 10:00 | LONG | LONG | BALP | 10.08 | 25 |  | 25 | 14.92 |  | 14.92 | 10.5 | 25 |  | 25 | 14.5 |  | 14.5 | 9.8 | 25 |  | 25 | 15.2 |  | 15.2
2020-11-24 11:00 | LONG | LONG | BALP | 10.08 | 10 |  | 10 | -0.08 |  | -0.08 | 10.5 | 10 |  | 10 | -0.5 |  | -0.5 | 9.8 | 10 |  | 10 | 0.2 |  | 0.2
2020-11-24 12:00 | LONG | LONG | BALP | 10.08 | -17.1 |  | -17.1 | -27.18 |  | -27.18 | 10.5 | -17.1 |  | -17.1 | -27.6 |  | -27.6 | 9.8 | -17.1 |  | -17.1 | -26.9 |  | -26.9
2020-11-24 13:00 | LONG | LONG | BALP | 10.08 | 6 |  | 6 | -4.08 |  | -4.08 | 10.5 | 6 |  | 6 | -4.5 |  | -4.5 | 9.8 | 6 |  | 6 | -3.8 |  | -3.8
2020-11-24 14:00 | SHORT | SHORT | BALP | 10.08 | 80 | 80 |  | 90.08 | 90.08 |  | 10.5 | 80 | 80 |  | 90.5 | 90.5 |  | 9.8 | 80 | 80 |  | 89.8 | 89.8
2020-11-24 15:00 | LONG | LONG | BALP | 10.08 | 19.4 |  | 19.4 | 9.32 |  | 9.32 | 10.5 | 19.4 |  | 19.4 | 8.9 |  | 8.9 | 9.8 | 19.4 |  | 19.4 | 9.6 |  | 9.6
2020-11-24 16:00 | SHORT | SHORT | VoAA | 10.08 | 73.96 | 73.96 |  | 84.04 | 84.04 |  | 10.5 | 51.28 | 51.28 |  | 61.78 | 61.78 |  | 9.8 | 68.52 | 68.52 |  | 78.32 | 78.32
2020-11-24 17:00 | SHORT | SHORT | VoAA | 10.08 | 73.36 | 73.36 |  | 83.44 | 83.44 |  | 10.5 | 64.98 | 64.98 |  | 75.48 | 75.48 |  | 9.8 | 68.96 | 68.96 |  | 78.76 | 78.76
2020-11-24 18:00 | SHORT | SHORT | BALP | 10.08 | 82 | 82 |  | 92.08 | 92.08 |  | 10.5 | 82 | 82 |  | 92.5 | 92.5 |  | 9.8 | 82 | 82 |  | 91.8 | 91.8
2020-11-24 19:00 | LONG | LONG | BALP | 10.08 | 25 |  | 25 | 14.92 |  | 14.92 | 10.5 | 25 |  | 25 | 14.5 |  | 14.5 | 9.8 | 25 |  | 25 | 15.2 |  | 15.2
2020-11-24 20:00 | SHORT | SHORT | BALP | 10.08 | 82 | 82 |  | 92.08 | 92.08 |  | 10.5 | 82 | 82 |  | 92.5 | 92.5 |  | 9.8 | 82 | 82 |  | 91.8 | 91.8
2020-11-24 21:00 | SHORT | SHORT | VoAA | 10.08 | 46.9 | 46.9 |  | 56.98 | 56.98 |  | 10.5 | 38.9 | 38.9 |  | 49.4 | 49.4 |  | 9.8 | 20.03 | 20.03 |  | 29.83 | 29.83
2020-11-24 22:00 | LONG | LONG | BALP | 10.08 | 36.54 |  | 36.54 | 26.46 |  | 26.46 | 10.5 | 36.54 |  | 36.54 | 26.04 |  | 26.04 | 9.8 | 36.54 |  | 36.54 | 26.74 |  | 26.74
2020-11-24 23:00 | LONG | LONG | BALP | 10.08 | 19 |  | 19 | 8.92 |  | 8.92 | 10.5 | 19 |  | 19 | 8.5 |  | 8.5 | 9.8 | 19 |  | 19 | 9.2 |  | 9.2
2020-11-25 | LONG | LONG | BALP | 10.08 | 4.41 |  | 4.41 | -5.67 |  | -5.67 | 10.5 | 4.41 |  | 4.41 | -6.09 |  | -6.09 | 9.8 | 4.41 |  | 4.41 | -5.39 |  | -5.39
2020-11-25 01:00 | LONG | LONG | BALP | 10.08 | 16.47 |  | 16.47 | 6.39 |  | 6.39 | 10.5 | 16.47 |  | 16.47 | 5.97 |  | 5.97 | 9.8 | 16.47 |  | 16.47 | 6.67 |  | 6.67
2020-11-25 02:00 | LONG | LONG | BALP | 10.08 | 11.11 |  | 11.11 | 1.03 |  | 1.03 | 10.5 | 11.11 |  | 11.11 | 0.61 |  | 0.61 | 9.8 | 11.11 |  | 11.11 | 1.31 |  | 1.31
2020-11-25 03:00 | SHORT | SHORT | VoAA | 10.08 | 9.66 | 9.66 |  | 19.74 | 19.74 |  | 10.5 | 25.63 | 25.63 |  | 36.13 | 36.13 |  | 9.8 | 7.68 | 7.68 |  | 17.48 | 17.48
2020-11-25 04:00 | SHORT | SHORT | BALP | 10.08 | 80 | 80 |  | 90.08 | 90.08 |  | 10.5 | 80 | 80 |  | 90.5 | 90.5 |  | 9.8 | 80 | 80 |  | 89.8 | 89.8
2020-11-25 05:00 | LONG | LONG | VoAA | 10.08 | 0 |  | 0 | -10.08 |  | -10.08 | 10.5 | 28.3 |  | 28.3 | 17.8 |  | 17.8 | 9.8 | 8.73 |  | 8.73 | -1.07 |  | -1.07
2020-11-25 06:00 | SHORT | SHORT | BALP | 10.08 | 80 | 80 |  | 90.08 | 90.08 |  | 10.5 | 80 | 80 |  | 90.5 | 90.5 |  | 9.8 | 80 | 80 |  | 89.8 | 89.8
2020-11-25 07:00 | SHORT | SHORT | BALP | 10.08 | 95 | 95 |  | 105.08 | 105.08 |  | 10.5 | 95 | 95 |  | 105.5 | 105.5 |  | 9.8 | 95 | 95 |  | 104.8 | 104.8
2020-11-25 08:00 | SHORT | SHORT | BALP | 10.08 | 95 | 95 |  | 105.08 | 105.08 |  | 10.5 | 95 | 95 |  | 105.5 | 105.5 |  | 9.8 | 95 | 95 |  | 104.8 | 104.8
2020-11-25 09:00 | SHORT | SHORT | BALP | 10.08 | 138 | 138 |  | 148.08 | 148.08 |  | 10.5 | 138 | 138 |  | 148.5 | 148.5 |  | 9.8 | 138 | 138 |  | 147.8 | 147.8
2020-11-25 10:00 | SHORT | SHORT | BALP | 10.08 | 55.33 | 55.33 |  | 65.41 | 65.41 |  | 10.5 | 55.33 | 55.33 |  | 65.83 | 65.83 |  | 9.8 | 55.33 | 55.33 |  | 65.13 | 65.13
2020-11-25 11:00 | SHORT | SHORT | BALP | 10.08 | 55.11 | 55.11 |  | 65.19 | 65.19 |  | 10.5 | 55.11 | 55.11 |  | 65.61 | 65.61 |  | 9.8 | 55.11 | 55.11 |  | 64.91 | 64.91
2020-11-25 12:00 | SHORT | SHORT | BALP | 10.08 | 70 | 70 |  | 80.08 | 80.08 |  | 10.5 | 70 | 70 |  | 80.5 | 80.5 |  | 9.8 | 70 | 70 |  | 79.8 | 79.8
2020-11-25 13:00 | SHORT | SHORT | BALP | 10.08 | 93 | 93 |  | 103.08 | 103.08 |  | 10.5 | 93 | 93 |  | 103.5 | 103.5 |  | 9.8 | 93 | 93 |  | 102.8 | 102.8
2020-11-25 14:00 | SHORT | SHORT | BALP | 10.08 | 94 | 94 |  | 104.08 | 104.08 |  | 10.5 | 94 | 94 |  | 104.5 | 104.5 |  | 9.8 | 94 | 94 |  | 103.8 | 103.8
2020-11-25 15:00 | SHORT | SHORT | BALP | 10.08 | 80 | 80 |  | 90.08 | 90.08 |  | 10.5 | 80 | 80 |  | 90.5 | 90.5 |  | 9.8 | 80 | 80 |  | 89.8 | 89.8
2020-11-25 16:00 | SHORT | SHORT | BALP | 10.08 | 95 | 95 |  | 105.08 | 105.08 |  | 10.5 | 95 | 95 |  | 105.5 | 105.5 |  | 9.8 | 95 | 95 |  | 104.8 | 104.8
2020-11-25 17:00 | SHORT | SHORT | BALP | 10.08 | 95 | 95 |  | 105.08 | 105.08 |  | 10.5 | 95 | 95 |  | 105.5 | 105.5 |  | 9.8 | 95 | 95 |  | 104.8 | 104.8
2020-11-25 18:00 | SHORT | SHORT | BALP | 10.08 | 95 | 95 |  | 105.08 | 105.08 |  | 10.5 | 95 | 95 |  | 105.5 | 105.5 |  | 9.8 | 95 | 95 |  | 104.8 | 104.8
2020-11-25 19:00 | SHORT | SHORT | BALP | 10.08 | 93 | 93 |  | 103.08 | 103.08 |  | 10.5 | 93 | 93 |  | 103.5 | 103.5 |  | 9.8 | 93 | 93 |  | 102.8 | 102.8
2020-11-25 20:00 | LONG | LONG | BALP | 10.08 | 2 |  | 2 | -8.08 |  | -8.08 | 10.5 | 2 |  | 2 | -8.5 |  | -8.5 | 9.8 | 2 |  | 2 | -7.8 |  | -7.8
2020-11-25 21:00 | LONG | LONG | BALP | 10.08 | 16 |  | 16 | 5.92 |  | 5.92 | 10.5 | 16 |  | 16 | 5.5 |  | 5.5 | 9.8 | 16 |  | 16 | 6.2 |  | 6.2
2020-11-25 22:00 | LONG | LONG | BALP | 10.08 | 7.7 |  | 7.7 | -2.38 |  | -2.38 | 10.5 | 7.7 |  | 7.7 | -2.8 |  | -2.8 | 9.8 | 7.7 |  | 7.7 | -2.1 |  | -2.1
2020-11-25 23:00 | LONG | LONG | BALP | 10.08 | 2 |  | 2 | -8.08 |  | -8.08 | 10.5 | 2 |  | 2 | -8.5 |  | -8.5 | 9.8 | 2 |  | 2 | -7.8 |  | -7.8
2020-11-26 | SHORT | SHORT | BALP | 10.08 | 9.29 | 9.29 |  | 19.37 | 19.37 |  | 10.5 | 9.29 | 9.29 |  | 19.79 | 19.79 |  | 9.8 | 9.29 | 9.29 |  | 19.09 | 19.09
2020-11-26 01:00 | LONG | LONG | VoAA | 10.08 | 41.9 |  | 41.9 | 31.82 |  | 31.82 | 10.5 | 48.95 |  | 48.95 | 38.45 |  | 38.45 | 9.8 | 4.29 |  | 4.29 | -5.51 |  | -5.51
2020-11-26 02:00 | LONG | LONG | VoAA | 10.08 | 0 |  | 0 | -10.08 |  | -10.08 | 10.5 | 4.68 |  | 4.68 | -5.82 |  | -5.82 | 9.8 | 4.33 |  | 4.33 | -5.47 |  | -5.47
2020-11-26 03:00 | SHORT | SHORT | BALP | 10.08 | 56 | 56 |  | 66.08 | 66.08 |  | 10.5 | 56 | 56 |  | 66.5 | 66.5 |  | 9.8 | 56 | 56 |  | 65.8 | 65.8
2020-11-26 04:00 | SHORT | SHORT | BALP | 10.08 | 56 | 56 |  | 66.08 | 66.08 |  | 10.5 | 56 | 56 |  | 66.5 | 66.5 |  | 9.8 | 56 | 56 |  | 65.8 | 65.8
2020-11-26 05:00 | SHORT | SHORT | BALP | 10.08 | 56 | 56 |  | 66.08 | 66.08 |  | 10.5 | 56 | 56 |  | 66.5 | 66.5 |  | 9.8 | 56 | 56 |  | 65.8 | 65.8
2020-11-26 06:00 | LONG | LONG | VoAA | 10.08 | 37.9 |  | 37.9 | 27.82 |  | 27.82 | 10.5 | 46.95 |  | 46.95 | 36.45 |  | 36.45 | 9.8 | 30.04 |  | 30.04 | 20.24 |  | 20.24
2020-11-26 07:00 | SHORT | LONG | BALP | 10.08 | 70 | 70 |  | 80.08 | 80.08 |  | 10.5 | 70 | 70 |  | 80.5 | 80.5 |  | 9.8 | 45.84 |  | 45.84 | 36.04 |  | 36.04
2020-11-26 08:00 | SHORT | SHORT | BALP | 10.08 | 95 | 95 |  | 105.08 | 105.08 |  | 10.5 | 95 | 95 |  | 105.5 | 105.5 |  | 9.8 | 95 | 95 |  | 104.8 | 104.8
2020-11-26 09:00 | SHORT | SHORT | BALP | 10.08 | 95 | 95 |  | 105.08 | 105.08 |  | 10.5 | 95 | 95 |  | 105.5 | 105.5 |  | 9.8 | 95 | 95 |  | 104.8 | 104.8
2020-11-26 10:00 | SHORT | SHORT | BALP | 10.08 | 95 | 95 |  | 105.08 | 105.08 |  | 10.5 | 95 | 95 |  | 105.5 | 105.5 |  | 9.8 | 95 | 95 |  | 104.8 | 104.8
2020-11-26 11:00 | SHORT | SHORT | BALP | 10.08 | 105.32 | 105.32 |  | 115.4 | 115.4 |  | 10.5 | 105.32 | 105.32 |  | 115.82 | 115.82 |  | 9.8 | 105.32 | 105.32 |  | 115.12 | 115.12
2020-11-26 12:00 | SHORT | SHORT | BALP | 10.08 | 120 | 120 |  | 130.08 | 130.08 |  | 10.5 | 120 | 120 |  | 130.5 | 130.5 |  | 9.8 | 120 | 120 |  | 129.8 | 129.8
2020-11-26 13:00 | SHORT | SHORT | BALP | 10.08 | 55.79 | 55.79 |  | 65.87 | 65.87 |  | 10.5 | 55.79 | 55.79 |  | 66.29 | 66.29 |  | 9.8 | 55.79 | 55.79 |  | 65.59 | 65.59
2020-11-26 14:00 | SHORT | SHORT | BALP | 10.08 | 95 | 95 |  | 105.08 | 105.08 |  | 10.5 | 95 | 95 |  | 105.5 | 105.5 |  | 9.8 | 95 | 95 |  | 104.8 | 104.8
2020-11-26 15:00 | SHORT | SHORT | BALP | 10.08 | 95 | 95 |  | 105.08 | 105.08 |  | 10.5 | 95 | 95 |  | 105.5 | 105.5 |  | 9.8 | 95 | 95 |  | 104.8 | 104.8
2020-11-26 16:00 | SHORT | SHORT | BALP | 10.08 | 120 | 120 |  | 130.08 | 130.08 |  | 10.5 | 120 | 120 |  | 130.5 | 130.5 |  | 9.8 | 120 | 120 |  | 129.8 | 129.8
2020-11-26 17:00 | SHORT | SHORT | BALP | 10.08 | 134.01 | 134.01 |  | 144.09 | 144.09 |  | 10.5 | 134.01 | 134.01 |  | 144.51 | 144.51 |  | 9.8 | 134.01 | 134.01 |  | 143.81 | 143.81
2020-11-26 18:00 | SHORT | SHORT | BALP | 10.08 | 108.48 | 108.48 |  | 118.56 | 118.56 |  | 10.5 | 108.48 | 108.48 |  | 118.98 | 118.98 |  | 9.8 | 108.48 | 108.48 |  | 118.28 | 118.28
2020-11-26 19:00 | SHORT | SHORT | BALP | 10.08 | 78.89 | 78.89 |  | 88.97 | 88.97 |  | 10.5 | 78.89 | 78.89 |  | 89.39 | 89.39 |  | 9.8 | 78.89 | 78.89 |  | 88.69 | 88.69
2020-11-26 20:00 | SHORT | SHORT | BALP | 10.08 | 70.99 | 70.99 |  | 81.07 | 81.07 |  | 10.5 | 70.99 | 70.99 |  | 81.49 | 81.49 |  | 9.8 | 70.99 | 70.99 |  | 80.79 | 80.79
2020-11-26 21:00 | SHORT | SHORT | BALP | 10.08 | 60.64 | 60.64 |  | 70.72 | 70.72 |  | 10.5 | 60.64 | 60.64 |  | 71.14 | 71.14 |  | 9.8 | 60.64 | 60.64 |  | 70.44 | 70.44
2020-11-26 22:00 | SHORT | SHORT | BALP | 10.08 | 95 | 95 |  | 105.08 | 105.08 |  | 10.5 | 95 | 95 |  | 105.5 | 105.5 |  | 9.8 | 95 | 95 |  | 104.8 | 104.8
2020-11-26 23:00 | SHORT | SHORT | BALP | 10.08 | 60 | 60 |  | 70.08 | 70.08 |  | 10.5 | 60 | 60 |  | 70.5 | 70.5 |  | 9.8 | 60 | 60 |  | 69.8 | 69.8
2020-11-27 | SHORT | SHORT | BALP | 10.08 | 56.9 | 56.9 |  | 66.98 | 66.98 |  | 10.5 | 56.9 | 56.9 |  | 67.4 | 67.4 |  | 9.8 | 56.9 | 56.9 |  | 66.7 | 66.7
2020-11-27 01:00 | SHORT | SHORT | BALP | 10.08 | 52.1 | 52.1 |  | 62.18 | 62.18 |  | 10.5 | 52.1 | 52.1 |  | 62.6 | 62.6 |  | 9.8 | 52.1 | 52.1 |  | 61.9 | 61.9
2020-11-27 02:00 | SHORT | SHORT | BALP | 10.08 | 52.1 | 52.1 |  | 62.18 | 62.18 |  | 10.5 | 52.1 | 52.1 |  | 62.6 | 62.6 |  | 9.8 | 52.1 | 52.1 |  | 61.9 | 61.9
2020-11-27 03:00 | SHORT | SHORT | BALP | 10.08 | 56 | 56 |  | 66.08 | 66.08 |  | 10.5 | 56 | 56 |  | 66.5 | 66.5 |  | 9.8 | 56 | 56 |  | 65.8 | 65.8
2020-11-27 04:00 | SHORT | SHORT | BALP | 10.08 | 60 | 60 |  | 70.08 | 70.08 |  | 10.5 | 60 | 60 |  | 70.5 | 70.5 |  | 9.8 | 60 | 60 |  | 69.8 | 69.8
2020-11-27 05:00 | SHORT | SHORT | BALP | 10.08 | 52.1 | 52.1 |  | 62.18 | 62.18 |  | 10.5 | 52.1 | 52.1 |  | 62.6 | 62.6 |  | 9.8 | 52.1 | 52.1 |  | 61.9 | 61.9
2020-11-27 06:00 | SHORT | SHORT | BALP | 10.08 | 60.46 | 60.46 |  | 70.54 | 70.54 |  | 10.5 | 60.46 | 60.46 |  | 70.96 | 70.96 |  | 9.8 | 60.46 | 60.46 |  | 70.26 | 70.26
2020-11-27 07:00 | SHORT | SHORT | BALP | 10.08 | 94 | 94 |  | 104.08 | 104.08 |  | 10.5 | 94 | 94 |  | 104.5 | 104.5 |  | 9.8 | 94 | 94 |  | 103.8 | 103.8
2020-11-27 08:00 | LONG | LONG | BALP | 10.08 | 78.62 |  | 78.62 | 68.54 |  | 68.54 | 10.5 | 78.62 |  | 78.62 | 68.12 |  | 68.12 | 9.8 | 78.62 |  | 78.62 | 68.82 |  | 68.82
2020-11-27 09:00 | SHORT | SHORT | BALP | 10.08 | 120.9 | 120.9 |  | 130.98 | 130.98 |  | 10.5 | 120.9 | 120.9 |  | 131.4 | 131.4 |  | 9.8 | 120.9 | 120.9 |  | 130.7 | 130.7
2020-11-27 10:00 | LONG | LONG | BALP | 10.08 | 23.5 |  | 23.5 | 13.42 |  | 13.42 | 10.5 | 23.5 |  | 23.5 | 13 |  | 13 | 9.8 | 23.5 |  | 23.5 | 13.7 |  | 13.7
2020-11-27 11:00 | SHORT | SHORT | BALP | 10.08 | 95 | 95 |  | 105.08 | 105.08 |  | 10.5 | 95 | 95 |  | 105.5 | 105.5 |  | 9.8 | 95 | 95 |  | 104.8 | 104.8
2020-11-27 12:00 | SHORT | SHORT | BALP | 10.08 | 75.87 | 75.87 |  | 85.95 | 85.95 |  | 10.5 | 75.87 | 75.87 |  | 86.37 | 86.37 |  | 9.8 | 75.87 | 75.87 |  | 85.67 | 85.67
2020-11-27 13:00 | SHORT | SHORT | BALP | 10.08 | 95 | 95 |  | 105.08 | 105.08 |  | 10.5 | 95 | 95 |  | 105.5 | 105.5 |  | 9.8 | 95 | 95 |  | 104.8 | 104.8
2020-11-27 14:00 | SHORT | LONG | BALP | 10.08 | 74.21 | 74.21 |  | 84.29 | 84.29 |  | 10.5 | 74.21 | 74.21 |  | 84.71 | 84.71 |  | 9.8 | 73.21 |  | 73.21 | 63.41 |  | 63.41
2020-11-27 15:00 | SHORT | SHORT | BALP | 10.08 | 95 | 95 |  | 105.08 | 105.08 |  | 10.5 | 95 | 95 |  | 105.5 | 105.5 |  | 9.8 | 95 | 95 |  | 104.8 | 104.8
2020-11-27 16:00 | SHORT | SHORT | BALP | 10.08 | 95 | 95 |  | 105.08 | 105.08 |  | 10.5 | 95 | 95 |  | 105.5 | 105.5 |  | 9.8 | 95 | 95 |  | 104.8 | 104.8
2020-11-27 17:00 | SHORT | SHORT | BALP | 10.08 | 140.2 | 140.2 |  | 150.28 | 150.28 |  | 10.5 | 140.2 | 140.2 |  | 150.7 | 150.7 |  | 9.8 | 140.2 | 140.2 |  | 150 | 150
2020-11-27 18:00 | SHORT | SHORT | BALP | 10.08 | 109.96 | 109.96 |  | 120.04 | 120.04 |  | 10.5 | 109.96 | 109.96 |  | 120.46 | 120.46 |  | 9.8 | 109.96 | 109.96 |  | 119.76 | 119.76
2020-11-27 19:00 | SHORT | LONG | BALP | 10.08 | 85 | 85 |  | 95.08 | 95.08 |  | 10.5 | 85 | 85 |  | 95.5 | 95.5 |  | 9.8 | 80.01 |  | 80.01 | 70.21 |  | 70.21
2020-11-27 20:00 | LONG | LONG | BALP | 10.08 | 72.66 |  | 72.66 | 62.58 |  | 62.58 | 10.5 | 72.66 |  | 72.66 | 62.16 |  | 62.16 | 9.8 | 72.66 |  | 72.66 | 62.86 |  | 62.86
2020-11-27 21:00 | SHORT | SHORT | BALP | 10.08 | 70 | 70 |  | 80.08 | 80.08 |  | 10.5 | 70 | 70 |  | 80.5 | 80.5 |  | 9.8 | 70 | 70 |  | 79.8 | 79.8
2020-11-27 22:00 | SHORT | SHORT | BALP | 10.08 | 58 | 58 |  | 68.08 | 68.08 |  | 10.5 | 58 | 58 |  | 68.5 | 68.5 |  | 9.8 | 58 | 58 |  | 67.8 | 67.8
2020-11-27 23:00 | SHORT | SHORT | BALP | 10.08 | 56.4 | 56.4 |  | 66.48 | 66.48 |  | 10.5 | 56.4 | 56.4 |  | 66.9 | 66.9 |  | 9.8 | 56.4 | 56.4 |  | 66.2 | 66.2
2020-11-28 | LONG | LONG | VoAA | 10.08 | 37.4 |  | 37.4 | 27.32 |  | 27.32 | 10.5 | 46.9 |  | 46.9 | 36.4 |  | 36.4 | 9.8 | 45.35 |  | 45.35 | 35.55 |  | 35.55
2020-11-28 01:00 | SHORT | SHORT | VoAA | 10.08 | 49.81 | 49.81 |  | 59.89 | 59.89 |  | 10.5 | 39.11 | 39.11 |  | 49.61 | 49.61 |  | 9.8 | 47.75 | 47.75 |  | 57.55 | 57.55
2020-11-28 02:00 | SHORT | SHORT | BALP | 10.08 | 93 | 93 |  | 103.08 | 103.08 |  | 10.5 | 93 | 93 |  | 103.5 | 103.5 |  | 9.8 | 93 | 93 |  | 102.8 | 102.8
2020-11-28 03:00 | SHORT | SHORT | BALP | 10.08 | 71.4 | 71.4 |  | 81.48 | 81.48 |  | 10.5 | 71.4 | 71.4 |  | 81.9 | 81.9 |  | 9.8 | 71.4 | 71.4 |  | 81.2 | 81.2
2020-11-28 04:00 | SHORT | SHORT | BALP | 10.08 | 80 | 80 |  | 90.08 | 90.08 |  | 10.5 | 80 | 80 |  | 90.5 | 90.5 |  | 9.8 | 80 | 80 |  | 89.8 | 89.8
2020-11-28 05:00 | LONG | LONG | BALP | 10.08 | 40.14 |  | 40.14 | 30.06 |  | 30.06 | 10.5 | 40.14 |  | 40.14 | 29.64 |  | 29.64 | 9.8 | 40.14 |  | 40.14 | 30.34 |  | 30.34
2020-11-28 06:00 | LONG | LONG | VoAA | 10.08 | 28.4 |  | 28.4 | 18.32 |  | 18.32 | 10.5 | 37.69 |  | 37.69 | 27.19 |  | 27.19 | 9.8 | 36.08 |  | 36.08 | 26.28 |  | 26.28
2020-11-28 07:00 | SHORT | SHORT | VoAA | 10.08 | 50.04 | 50.04 |  | 60.12 | 60.12 |  | 10.5 | 39.22 | 39.22 |  | 49.72 | 49.72 |  | 9.8 | 41.97 | 41.97 |  | 51.77 | 51.77
2020-11-28 08:00 | LONG | LONG | VoAA | 10.08 | 34.2 |  | 34.2 | 24.12 |  | 24.12 | 10.5 | 42.45 |  | 42.45 | 31.95 |  | 31.95 | 9.8 | 45.04 |  | 45.04 | 35.24 |  | 35.24
2020-11-28 09:00 | LONG | LONG | BALP | 10.08 | 45.69 |  | 45.69 | 35.61 |  | 35.61 | 10.5 | 45.69 |  | 45.69 | 35.19 |  | 35.19 | 9.8 | 45.69 |  | 45.69 | 35.89 |  | 35.89
2020-11-28 10:00 | SHORT | SHORT | BALP | 10.08 | 63.26 | 63.26 |  | 73.34 | 73.34 |  | 10.5 | 63.26 | 63.26 |  | 73.76 | 73.76 |  | 9.8 | 63.26 | 63.26 |  | 73.06 | 73.06
2020-11-28 11:00 | SHORT | SHORT | BALP | 10.08 | 95 | 95 |  | 105.08 | 105.08 |  | 10.5 | 95 | 95 |  | 105.5 | 105.5 |  | 9.8 | 95 | 95 |  | 104.8 | 104.8
2020-11-28 12:00 | SHORT | SHORT | BALP | 10.08 | 95 | 95 |  | 105.08 | 105.08 |  | 10.5 | 95 | 95 |  | 105.5 | 105.5 |  | 9.8 | 95 | 95 |  | 104.8 | 104.8
2020-11-28 13:00 | SHORT | SHORT | BALP | 10.08 | 95 | 95 |  | 105.08 | 105.08 |  | 10.5 | 95 | 95 |  | 105.5 | 105.5 |  | 9.8 | 95 | 95 |  | 104.8 | 104.8
2020-11-28 14:00 | SHORT | SHORT | BALP | 10.08 | 95 | 95 |  | 105.08 | 105.08 |  | 10.5 | 95 | 95 |  | 105.5 | 105.5 |  | 9.8 | 95 | 95 |  | 104.8 | 104.8
2020-11-28 15:00 | SHORT | SHORT | BALP | 10.08 | 95 | 95 |  | 105.08 | 105.08 |  | 10.5 | 95 | 95 |  | 105.5 | 105.5 |  | 9.8 | 95 | 95 |  | 104.8 | 104.8
2020-11-28 16:00 | SHORT | SHORT | BALP | 10.08 | 95 | 95 |  | 105.08 | 105.08 |  | 10.5 | 95 | 95 |  | 105.5 | 105.5 |  | 9.8 | 95 | 95 |  | 104.8 | 104.8
2020-11-28 17:00 | SHORT | SHORT | BALP | 10.08 | 95 | 95 |  | 105.08 | 105.08 |  | 10.5 | 95 | 95 |  | 105.5 | 105.5 |  | 9.8 | 95 | 95 |  | 104.8 | 104.8
2020-11-28 18:00 | SHORT | SHORT | BALP | 10.08 | 95 | 95 |  | 105.08 | 105.08 |  | 10.5 | 95 | 95 |  | 105.5 | 105.5 |  | 9.8 | 95 | 95 |  | 104.8 | 104.8
2020-11-28 19:00 | SHORT | SHORT | BALP | 10.08 | 93 | 93 |  | 103.08 | 103.08 |  | 10.5 | 93 | 93 |  | 103.5 | 103.5 |  | 9.8 | 93 | 93 |  | 102.8 | 102.8
2020-11-28 20:00 | SHORT | LONG | BALP | 10.08 | 93 | 93 |  | 103.08 | 103.08 |  | 10.5 | 93 | 93 |  | 103.5 | 103.5 |  | 9.8 | 55.15 |  | 55.15 | 45.35 |  | 45.35
2020-11-28 21:00 | SHORT | SHORT | BALP | 10.08 | 80 | 80 |  | 90.08 | 90.08 |  | 10.5 | 80 | 80 |  | 90.5 | 90.5 |  | 9.8 | 80 | 80 |  | 89.8 | 89.8
2020-11-28 22:00 | LONG | LONG | VoAA | 10.08 | 34.2 |  | 34.2 | 24.12 |  | 24.12 | 10.5 | 39.92 |  | 39.92 | 29.42 |  | 29.42 | 9.8 | 42.99 |  | 42.99 | 33.19 |  | 33.19
2020-11-28 23:00 | SHORT | LONG | BALP | 10.08 | 43.69 | 43.69 |  | 53.77 | 53.77 |  | 10.5 | 43.69 | 43.69 |  | 54.19 | 54.19 |  | 9.8 | 40.63 |  | 40.63 | 30.83 |  | 30.83
2020-11-29 | SHORT | SHORT | VoAA | 10.08 | 60.2 | 60.2 |  | 70.28 | 70.28 |  | 10.5 | 35.6 | 35.6 |  | 46.1 | 46.1 |  | 9.8 | 38.69 | 38.69 |  | 48.49 | 48.49
2020-11-29 01:00 | LONG | LONG | VoAA | 10.08 | 36.2 |  | 36.2 | 26.12 |  | 26.12 | 10.5 | 38.95 |  | 38.95 | 28.45 |  | 28.45 | 9.8 | 34.61 |  | 34.61 | 24.81 |  | 24.81
2020-11-29 02:00 | SHORT | SHORT | BALP | 10.08 | 57.2 | 57.2 |  | 67.28 | 67.28 |  | 10.5 | 57.2 | 57.2 |  | 67.7 | 67.7 |  | 9.8 | 57.2 | 57.2 |  | 67 | 67
2020-11-29 03:00 | SHORT | SHORT | BALP | 10.08 | 57.2 | 57.2 |  | 67.28 | 67.28 |  | 10.5 | 57.2 | 57.2 |  | 67.7 | 67.7 |  | 9.8 | 57.2 | 57.2 |  | 67 | 67
2020-11-29 04:00 | SHORT | SHORT | VoAA | 10.08 | 40.14 | 40.14 |  | 50.22 | 50.22 |  | 10.5 | 41.17 | 41.17 |  | 51.67 | 51.67 |  | 9.8 | 28.42 | 28.42 |  | 38.22 | 38.22
2020-11-29 05:00 | LONG | LONG | VoAA | 10.08 | 42.2 |  | 42.2 | 32.12 |  | 32.12 | 10.5 | 42.11 |  | 42.11 | 31.61 |  | 31.61 | 9.8 | 35.14 |  | 35.14 | 25.34 |  | 25.34
2020-11-29 06:00 | LONG | LONG | VoAA | 10.08 | 42.2 |  | 42.2 | 32.12 |  | 32.12 | 10.5 | 42.33 |  | 42.33 | 31.83 |  | 31.83 | 9.8 | 37.02 |  | 37.02 | 27.22 |  | 27.22
2020-11-29 07:00 | LONG | LONG | BALP | 10.08 | 10 |  | 10 | -0.08 |  | -0.08 | 10.5 | 10 |  | 10 | -0.5 |  | -0.5 | 9.8 | 10 |  | 10 | 0.2 |  | 0.2
2020-11-29 08:00 | LONG | LONG | BALP | 10.08 | 10 |  | 10 | -0.08 |  | -0.08 | 10.5 | 10 |  | 10 | -0.5 |  | -0.5 | 9.8 | 10 |  | 10 | 0.2 |  | 0.2
2020-11-29 09:00 | LONG | LONG | BALP | 10.08 | 10 |  | 10 | -0.08 |  | -0.08 | 10.5 | 10 |  | 10 | -0.5 |  | -0.5 | 9.8 | 10 |  | 10 | 0.2 |  | 0.2
2020-11-29 10:00 | LONG | LONG | VoAA | 10.08 | 31.2 |  | 31.2 | 21.12 |  | 21.12 | 10.5 | 43.56 |  | 43.56 | 33.06 |  | 33.06 | 9.8 | 45.68 |  | 45.68 | 35.88 |  | 35.88
2020-11-29 11:00 | SHORT | SHORT | BALP | 10.08 | 93 | 93 |  | 103.08 | 103.08 |  | 10.5 | 93 | 93 |  | 103.5 | 103.5 |  | 9.8 | 93 | 93 |  | 102.8 | 102.8
2020-11-29 12:00 | SHORT | SHORT | BALP | 10.08 | 48 | 48 |  | 58.08 | 58.08 |  | 10.5 | 48 | 48 |  | 58.5 | 58.5 |  | 9.8 | 48 | 48 |  | 57.8 | 57.8
2020-11-29 13:00 | LONG | LONG | BALP | 10.08 | 38.51 |  | 38.51 | 28.43 |  | 28.43 | 10.5 | 38.51 |  | 38.51 | 28.01 |  | 28.01 | 9.8 | 38.51 |  | 38.51 | 28.71 |  | 28.71
2020-11-29 14:00 | LONG | LONG | BALP | 10.08 | 45.81 |  | 45.81 | 35.73 |  | 35.73 | 10.5 | 45.81 |  | 45.81 | 35.31 |  | 35.31 | 9.8 | 45.81 |  | 45.81 | 36.01 |  | 36.01
2020-11-29 15:00 | SHORT | SHORT | BALP | 10.08 | 95 | 95 |  | 105.08 | 105.08 |  | 10.5 | 95 | 95 |  | 105.5 | 105.5 |  | 9.8 | 95 | 95 |  | 104.8 | 104.8
2020-11-29 16:00 | SHORT | SHORT | BALP | 10.08 | 94 | 94 |  | 104.08 | 104.08 |  | 10.5 | 94 | 94 |  | 104.5 | 104.5 |  | 9.8 | 94 | 94 |  | 103.8 | 103.8
2020-11-29 17:00 | SHORT | SHORT | BALP | 10.08 | 150 | 150 |  | 160.08 | 160.08 |  | 10.5 | 150 | 150 |  | 160.5 | 160.5 |  | 9.8 | 150 | 150 |  | 159.8 | 159.8
2020-11-29 18:00 | SHORT | SHORT | BALP | 10.08 | 125 | 125 |  | 135.08 | 135.08 |  | 10.5 | 125 | 125 |  | 135.5 | 135.5 |  | 9.8 | 125 | 125 |  | 134.8 | 134.8
2020-11-29 19:00 | SHORT | SHORT | VoAA | 10.08 | 73.9 | 73.9 |  | 83.98 | 83.98 |  | 10.5 | 54.45 | 54.45 |  | 64.95 | 64.95 |  | 9.8 | 61.59 | 61.59 |  | 71.39 | 71.39
2020-11-29 20:00 | LONG | LONG | BALP | 10.08 | 60.42 |  | 60.42 | 50.34 |  | 50.34 | 10.5 | 60.42 |  | 60.42 | 49.92 |  | 49.92 | 9.8 | 60.42 |  | 60.42 | 50.62 |  | 50.62
2020-11-29 21:00 | SHORT | SHORT | BALP | 10.08 | 150 | 150 |  | 160.08 | 160.08 |  | 10.5 | 150 | 150 |  | 160.5 | 160.5 |  | 9.8 | 150 | 150 |  | 159.8 | 159.8
2020-11-29 22:00 | LONG | LONG | VoAA | 10.08 | 35 |  | 35 | 24.92 |  | 24.92 | 10.5 | 53.6 |  | 53.6 | 43.1 |  | 43.1 | 9.8 | 53.55 |  | 53.55 | 43.75 |  | 43.75
2020-11-29 23:00 | LONG | LONG | VoAA | 10.08 | 35 |  | 35 | 24.92 |  | 24.92 | 10.5 | 42.59 |  | 42.59 | 32.09 |  | 32.09 | 9.8 | 39.95 |  | 39.95 | 30.15 |  | 30.15
2020-11-30 | SHORT | SHORT | VoAA | 10.08 | 50.48 | 50.48 |  | 60.56 | 60.56 |  | 10.5 | 40.24 | 40.24 |  | 50.74 | 50.74 |  | 9.8 | 45.17 | 45.17 |  | 54.97 | 54.97
2020-11-30 01:00 | SHORT | SHORT | BALP | 10.08 | 150 | 150 |  | 160.08 | 160.08 |  | 10.5 | 150 | 150 |  | 160.5 | 160.5 |  | 9.8 | 150 | 150 |  | 159.8 | 159.8
2020-11-30 02:00 | SHORT | SHORT | BALP | 10.08 | 94 | 94 |  | 104.08 | 104.08 |  | 10.5 | 94 | 94 |  | 104.5 | 104.5 |  | 9.8 | 94 | 94 |  | 103.8 | 103.8
2020-11-30 03:00 | SHORT | SHORT | BALP | 10.08 | 150 | 150 |  | 160.08 | 160.08 |  | 10.5 | 150 | 150 |  | 160.5 | 160.5 |  | 9.8 | 150 | 150 |  | 159.8 | 159.8
2020-11-30 04:00 | SHORT | SHORT | BALP | 10.08 | 150 | 150 |  | 160.08 | 160.08 |  | 10.5 | 150 | 150 |  | 160.5 | 160.5 |  | 9.8 | 150 | 150 |  | 159.8 | 159.8
2020-11-30 05:00 | SHORT | SHORT | BALP | 10.08 | 94 | 94 |  | 104.08 | 104.08 |  | 10.5 | 94 | 94 |  | 104.5 | 104.5 |  | 9.8 | 94 | 94 |  | 103.8 | 103.8
2020-11-30 06:00 | SHORT | SHORT | BALP | 10.08 | 150 | 150 |  | 160.08 | 160.08 |  | 10.5 | 150 | 150 |  | 160.5 | 160.5 |  | 9.8 | 150 | 150 |  | 159.8 | 159.8
2020-11-30 07:00 | LONG | LONG | BALP | 10.08 | 10.98 |  | 10.98 | 0.9 |  | 0.9 | 10.5 | 10.98 |  | 10.98 | 0.48 |  | 0.48 | 9.8 | 10.98 |  | 10.98 | 1.18 |  | 1.18
2020-11-30 08:00 | SHORT | SHORT | BALP | 10.08 | 360.11 | 360.11 |  | 370.19 | 370.19 |  | 10.5 | 360.11 | 360.11 |  | 370.61 | 370.61 |  | 9.8 | 360.11 | 360.11 |  | 369.91 | 369.91
2020-11-30 09:00 | SHORT | SHORT | BALP | 10.08 | 329.8 | 329.8 |  | 339.88 | 339.88 |  | 10.5 | 329.8 | 329.8 |  | 340.3 | 340.3 |  | 9.8 | 329.8 | 329.8 |  | 339.6 | 339.6
2020-11-30 10:00 | SHORT | SHORT | BALP | 10.08 | 86.99 | 86.99 |  | 97.07 | 97.07 |  | 10.5 | 86.99 | 86.99 |  | 97.49 | 97.49 |  | 9.8 | 86.99 | 86.99 |  | 96.79 | 96.79
2020-11-30 11:00 | SHORT | SHORT | BALP | 10.08 | 86.8 | 86.8 |  | 96.88 | 96.88 |  | 10.5 | 86.8 | 86.8 |  | 97.3 | 97.3 |  | 9.8 | 86.8 | 86.8 |  | 96.6 | 96.6
2020-11-30 12:00 | SHORT | SHORT | BALP | 10.08 | 86.9 | 86.9 |  | 96.98 | 96.98 |  | 10.5 | 86.9 | 86.9 |  | 97.4 | 97.4 |  | 9.8 | 86.9 | 86.9 |  | 96.7 | 96.7
2020-11-30 13:00 | SHORT | SHORT | BALP | 10.08 | 79.5 | 79.5 |  | 89.58 | 89.58 |  | 10.5 | 79.5 | 79.5 |  | 90 | 90 |  | 9.8 | 79.5 | 79.5 |  | 89.3 | 89.3
2020-11-30 14:00 | LONG | LONG | BALP | 10.08 | 27 |  | 27 | 16.92 |  | 16.92 | 10.5 | 27 |  | 27 | 16.5 |  | 16.5 | 9.8 | 27 |  | 27 | 17.2 |  | 17.2
2020-11-30 15:00 | LONG | LONG | VoAA | 10.08 | 55.1 |  | 55.1 | 45.02 |  | 45.02 | 10.5 | 77.55 |  | 77.55 | 67.05 |  | 67.05 | 9.8 | 99.96 |  | 99.96 | 90.16 |  | 90.16
2020-11-30 16:00 | SHORT | SHORT | BALP | 10.08 | 228 | 228 |  | 238.08 | 238.08 |  | 10.5 | 228 | 228 |  | 238.5 | 238.5 |  | 9.8 | 228 | 228 |  | 237.8 | 237.8
2020-11-30 17:00 | SHORT | SHORT | BALP | 10.08 | 254.6 | 254.6 |  | 264.68 | 264.68 |  | 10.5 | 254.6 | 254.6 |  | 265.1 | 265.1 |  | 9.8 | 254.6 | 254.6 |  | 264.4 | 264.4
2020-11-30 18:00 | SHORT | SHORT | BALP | 10.08 | 129.93 | 129.93 |  | 140.01 | 140.01 |  | 10.5 | 129.93 | 129.93 |  | 140.43 | 140.43 |  | 9.8 | 129.93 | 129.93 |  | 139.73 | 139.73
2020-11-30 19:00 | SHORT | SHORT | BALP | 10.08 | 150 | 150 |  | 160.08 | 160.08 |  | 10.5 | 150 | 150 |  | 160.5 | 160.5 |  | 9.8 | 150 | 150 |  | 159.8 | 159.8
2020-11-30 20:00 | SHORT | SHORT | BALP | 10.08 | 150 | 150 |  | 160.08 | 160.08 |  | 10.5 | 150 | 150 |  | 160.5 | 160.5 |  | 9.8 | 150 | 150 |  | 159.8 | 159.8
2020-11-30 21:00 | SHORT | SHORT | BALP | 10.08 | 42.85 | 42.85 |  | 52.93 | 52.93 |  | 10.5 | 42.85 | 42.85 |  | 53.35 | 53.35 |  | 9.8 | 42.85 | 42.85 |  | 52.65 | 52.65
2020-11-30 22:00 | SHORT | SHORT | BALP | 10.08 | 56.6 | 56.6 |  | 66.68 | 66.68 |  | 10.5 | 56.6 | 56.6 |  | 67.1 | 67.1 |  | 9.8 | 56.6 | 56.6 |  | 66.4 | 66.4
2020-11-30 23:00 | LONG | LONG | BALP | 10.08 | 18.3 |  | 18.3 | 8.22 |  | 8.22 | 10.5 | 18.3 |  | 18.3 | 7.8 |  | 7.8 | 9.8 | 18.3 |  | 18.3 | 8.5 |  | 8.5
2020-12-01 | SHORT | SHORT | BALP | 11.19 | 75 | 75 |  | 86.19 | 86.19 |  | 12.41 | 75 | 75 |  | 87.41 | 87.41 |  | 12.62 | 75 | 75 |  | 87.62 | 87.62
2020-12-01 01:00 | SHORT | SHORT | BALP | 11.19 | 65 | 65 |  | 76.19 | 76.19 |  | 12.41 | 65 | 65 |  | 77.41 | 77.41 |  | 12.62 | 65 | 65 |  | 77.62 | 77.62
2020-12-01 02:00 | SHORT | SHORT | BALP | 11.19 | 30.02 | 30.02 |  | 41.21 | 41.21 |  | 12.41 | 30.02 | 30.02 |  | 42.43 | 42.43 |  | 12.62 | 30.02 | 30.02 |  | 42.64 | 42.64
2020-12-01 03:00 | LONG | LONG | VoAA | 11.19 | 21.3 |  | 21.3 | 10.11 |  | 10.11 | 12.41 | 38.3 |  | 38.3 | 25.89 |  | 25.89 | 12.62 | 25.02 |  | 25.02 | 12.4 |  | 12.4
2020-12-01 04:00 | LONG | LONG | BALP | 11.19 | 26.3 |  | 26.3 | 15.11 |  | 15.11 | 12.41 | 26.3 |  | 26.3 | 13.89 |  | 13.89 | 12.62 | 26.3 |  | 26.3 | 13.68 |  | 13.68
2020-12-01 05:00 | SHORT | LONG | BALP | 11.19 | 65 | 65 |  | 76.19 | 76.19 |  | 12.41 | 65 | 65 |  | 77.41 | 77.41 |  | 12.62 | 35.34 |  | 35.34 | 22.72 |  | 22.72
2020-12-01 06:00 | LONG | LONG | BALP | 11.19 | 38.43 |  | 38.43 | 27.24 |  | 27.24 | 12.41 | 38.43 |  | 38.43 | 26.02 |  | 26.02 | 12.62 | 38.43 |  | 38.43 | 25.81 |  | 25.81
2020-12-01 07:00 | LONG | LONG | BALP | 11.19 | 26 |  | 26 | 14.81 |  | 14.81 | 12.41 | 26 |  | 26 | 13.59 |  | 13.59 | 12.62 | 26 |  | 26 | 13.38 |  | 13.38
2020-12-01 08:00 | LONG | LONG | BALP | 11.19 | 37.6 |  | 37.6 | 26.41 |  | 26.41 | 12.41 | 37.6 |  | 37.6 | 25.19 |  | 25.19 | 12.62 | 37.6 |  | 37.6 | 24.98 |  | 24.98
2020-12-01 09:00 | LONG | LONG | BALP | 11.19 | 38.1 |  | 38.1 | 26.91 |  | 26.91 | 12.41 | 38.1 |  | 38.1 | 25.69 |  | 25.69 | 12.62 | 38.1 |  | 38.1 | 25.48 |  | 25.48
2020-12-01 10:00 | SHORT | SHORT | BALP | 11.19 | 154.9 | 154.9 |  | 166.09 | 166.09 |  | 12.41 | 154.9 | 154.9 |  | 167.31 | 167.31 |  | 12.62 | 154.9 | 154.9 |  | 167.52 | 167.52
2020-12-01 11:00 | SHORT | SHORT | BALP | 11.19 | 150 | 150 |  | 161.19 | 161.19 |  | 12.41 | 150 | 150 |  | 162.41 | 162.41 |  | 12.62 | 150 | 150 |  | 162.62 | 162.62
2020-12-01 12:00 | SHORT | SHORT | BALP | 11.19 | 150 | 150 |  | 161.19 | 161.19 |  | 12.41 | 150 | 150 |  | 162.41 | 162.41 |  | 12.62 | 150 | 150 |  | 162.62 | 162.62
2020-12-01 13:00 | LONG | LONG | BALP | 11.19 | 36 |  | 36 | 24.81 |  | 24.81 | 12.41 | 36 |  | 36 | 23.59 |  | 23.59 | 12.62 | 36 |  | 36 | 23.38 |  | 23.38
2020-12-01 14:00 | LONG | LONG | BALP | 11.19 | 42 |  | 42 | 30.81 |  | 30.81 | 12.41 | 42 |  | 42 | 29.59 |  | 29.59 | 12.62 | 42 |  | 42 | 29.38 |  | 29.38
2020-12-01 15:00 | LONG | LONG | BALP | 11.19 | 38.1 |  | 38.1 | 26.91 |  | 26.91 | 12.41 | 38.1 |  | 38.1 | 25.69 |  | 25.69 | 12.62 | 38.1 |  | 38.1 | 25.48 |  | 25.48
2020-12-01 16:00 | SHORT | SHORT | BALP | 11.19 | 199 | 199 |  | 210.19 | 210.19 |  | 12.41 | 199 | 199 |  | 211.41 | 211.41 |  | 12.62 | 199 | 199 |  | 211.62 | 211.62
2020-12-01 17:00 | SHORT | SHORT | BALP | 11.19 | 199 | 199 |  | 210.19 | 210.19 |  | 12.41 | 199 | 199 |  | 211.41 | 211.41 |  | 12.62 | 199 | 199 |  | 211.62 | 211.62
2020-12-01 18:00 | SHORT | SHORT | BALP | 11.19 | 199 | 199 |  | 210.19 | 210.19 |  | 12.41 | 199 | 199 |  | 211.41 | 211.41 |  | 12.62 | 199 | 199 |  | 211.62 | 211.62
2020-12-01 19:00 | LONG | LONG | BALP | 11.19 | 77.8 |  | 77.8 | 66.61 |  | 66.61 | 12.41 | 77.8 |  | 77.8 | 65.39 |  | 65.39 | 12.62 | 77.8 |  | 77.8 | 65.18 |  | 65.18
2020-12-01 20:00 | LONG | LONG | BALP | 11.19 | 71.38 |  | 71.38 | 60.19 |  | 60.19 | 12.41 | 71.38 |  | 71.38 | 58.97 |  | 58.97 | 12.62 | 71.38 |  | 71.38 | 58.76 |  | 58.76
2020-12-01 21:00 | LONG | LONG | BALP | 11.19 | 30 |  | 30 | 18.81 |  | 18.81 | 12.41 | 30 |  | 30 | 17.59 |  | 17.59 | 12.62 | 30 |  | 30 | 17.38 |  | 17.38
2020-12-01 22:00 | LONG | LONG | BALP | 11.19 | 15 |  | 15 | 3.81 |  | 3.81 | 12.41 | 15 |  | 15 | 2.59 |  | 2.59 | 12.62 | 15 |  | 15 | 2.38 |  | 2.38
2020-12-01 23:00 | LONG | LONG | BALP | 11.19 | 15 |  | 15 | 3.81 |  | 3.81 | 12.41 | 15 |  | 15 | 2.59 |  | 2.59 | 12.62 | 15 |  | 15 | 2.38 |  | 2.38
2020-12-02 | LONG | LONG | BALP | 11.19 | 21.8 |  | 21.8 | 10.61 |  | 10.61 | 12.41 | 21.8 |  | 21.8 | 9.39 |  | 9.39 | 12.62 | 21.8 |  | 21.8 | 9.18 |  | 9.18
2020-12-02 01:00 | SHORT | SHORT | VoAA | 11.19 | 19.64 | 19.64 |  | 30.83 | 30.83 |  | 12.41 | 20.72 | 20.72 |  | 33.13 | 33.13 |  | 12.62 | 17.6 | 17.6 |  | 30.22 | 30.22
2020-12-02 02:00 | LONG | LONG | VoAA | 11.19 | 0 |  | 0 | -11.19 |  | -11.19 | 12.41 | 9.61 |  | 9.61 | -2.8 |  | -2.8 | 12.62 | 14.64 |  | 14.64 | 2.02 |  | 2.02
2020-12-02 03:00 | LONG | LONG | VoAA | 11.19 | 0 |  | 0 | -11.19 |  | -11.19 | 12.41 | 24.21 |  | 24.21 | 11.8 |  | 11.8 | 12.62 | 14.21 |  | 14.21 | 1.59 |  | 1.59
2020-12-02 04:00 | SHORT | SHORT | VoAA | 11.19 | 49.56 | 49.56 |  | 60.75 | 60.75 |  | 12.41 | 24.78 | 24.78 |  | 37.19 | 37.19 |  | 12.62 | 43.42 | 43.42 |  | 56.04 | 56.04
2020-12-02 05:00 | LONG | LONG | VoAA | 11.19 | 0 |  | 0 | -11.19 |  | -11.19 | 12.41 | 26.25 |  | 26.25 | 13.84 |  | 13.84 | 12.62 | 44.56 |  | 44.56 | 31.94 |  | 31.94
2020-12-02 06:00 | LONG | LONG | VoAA | 11.19 | 24.17 |  | 24.17 | 12.98 |  | 12.98 | 12.41 | 39.79 |  | 39.79 | 27.38 |  | 27.38 | 12.62 | 47.49 |  | 47.49 | 34.87 |  | 34.87
2020-12-02 07:00 | LONG | LONG | VoAA | 11.19 | 36 |  | 36 | 24.81 |  | 24.81 | 12.41 | 37.85 |  | 37.85 | 25.44 |  | 25.44 | 12.62 | 63.02 |  | 63.02 | 50.4 |  | 50.4
2020-12-02 08:00 | LONG | LONG | BALP | 11.19 | 55 |  | 55 | 43.81 |  | 43.81 | 12.41 | 55 |  | 55 | 42.59 |  | 42.59 | 12.62 | 55 |  | 55 | 42.38 |  | 42.38
2020-12-02 09:00 | SHORT | SHORT | BALP | 11.19 | 200 | 200 |  | 211.19 | 211.19 |  | 12.41 | 200 | 200 |  | 212.41 | 212.41 |  | 12.62 | 200 | 200 |  | 212.62 | 212.62
2020-12-02 10:00 | LONG | LONG | VoAA | 11.19 | 29.4 |  | 29.4 | 18.21 |  | 18.21 | 12.41 | 67.4 |  | 67.4 | 54.99 |  | 54.99 | 12.62 | 105.42 |  | 105.42 | 92.8 |  | 92.8
2020-12-02 11:00 | LONG | LONG | VoAA | 11.19 | 28 |  | 28 | 16.81 |  | 16.81 | 12.41 | 64.1 |  | 64.1 | 51.69 |  | 51.69 | 12.62 | 86.08 |  | 86.08 | 73.46 |  | 73.46
2020-12-02 12:00 | SHORT | SHORT | VoAA | 11.19 | 89.95 | 89.95 |  | 101.14 | 101.14 |  | 12.41 | 59.98 | 59.98 |  | 72.39 | 72.39 |  | 12.62 | 95.19 | 95.19 |  | 107.81 | 107.81
2020-12-02 13:00 | SHORT | SHORT | BALP | 11.19 | 92.4 | 92.4 |  | 103.59 | 103.59 |  | 12.41 | 92.4 | 92.4 |  | 104.81 | 104.81 |  | 12.62 | 92.4 | 92.4 |  | 105.02 | 105.02
2020-12-02 14:00 | SHORT | SHORT | VoAA | 11.19 | 149.22 | 149.22 |  | 160.41 | 160.41 |  | 12.41 | 92.61 | 92.61 |  | 105.02 | 105.02 |  | 12.62 | 82.9 | 82.9 |  | 95.52 | 95.52
2020-12-02 15:00 | SHORT | SHORT | VoAA | 11.19 | 93.09 | 93.09 |  | 104.28 | 104.28 |  | 12.41 | 67.05 | 67.05 |  | 79.46 | 79.46 |  | 12.62 | 90 | 90 |  | 102.62 | 102.62
2020-12-02 16:00 | SHORT | SHORT | VoAA | 11.19 | 110.4 | 110.4 |  | 121.59 | 121.59 |  | 12.41 | 80.2 | 80.2 |  | 92.61 | 92.61 |  | 12.62 | 88.09 | 88.09 |  | 100.71 | 100.71
2020-12-02 17:00 | LONG | LONG | VoAA | 11.19 | 36 |  | 36 | 24.81 |  | 24.81 | 12.41 | 70.47 |  | 70.47 | 58.06 |  | 58.06 | 12.62 | 105.4 |  | 105.4 | 92.78 |  | 92.78
2020-12-02 18:00 | LONG | LONG | BALP | 11.19 | 36 |  | 36 | 24.81 |  | 24.81 | 12.41 | 36 |  | 36 | 23.59 |  | 23.59 | 12.62 | 36 |  | 36 | 23.38 |  | 23.38
2020-12-02 19:00 | SHORT | SHORT | VoAA | 11.19 | 69.69 | 69.69 |  | 80.88 | 80.88 |  | 12.41 | 52.85 | 52.85 |  | 65.26 | 65.26 |  | 12.62 | 83.57 | 83.57 |  | 96.19 | 96.19
2020-12-02 20:00 | SHORT | SHORT | BALP | 11.19 | 136.66 | 136.66 |  | 147.85 | 147.85 |  | 12.41 | 136.66 | 136.66 |  | 149.07 | 149.07 |  | 12.62 | 136.66 | 136.66 |  | 149.28 | 149.28
2020-12-02 21:00 | SHORT | SHORT | BALP | 11.19 | 200 | 200 |  | 211.19 | 211.19 |  | 12.41 | 200 | 200 |  | 212.41 | 212.41 |  | 12.62 | 200 | 200 |  | 212.62 | 212.62
2020-12-02 22:00 | SHORT | SHORT | BALP | 11.19 | 83.4 | 83.4 |  | 94.59 | 94.59 |  | 12.41 | 83.4 | 83.4 |  | 95.81 | 95.81 |  | 12.62 | 83.4 | 83.4 |  | 96.02 | 96.02
2020-12-02 23:00 | SHORT | SHORT | BALP | 11.19 | 65 | 65 |  | 76.19 | 76.19 |  | 12.41 | 65 | 65 |  | 77.41 | 77.41 |  | 12.62 | 65 | 65 |  | 77.62 | 77.62
2020-12-03 | SHORT | SHORT | BALP | 11.19 | 57 | 57 |  | 68.19 | 68.19 |  | 12.41 | 57 | 57 |  | 69.41 | 69.41 |  | 12.62 | 57 | 57 |  | 69.62 | 69.62
2020-12-03 01:00 | SHORT | SHORT | BALP | 11.19 | 57 | 57 |  | 68.19 | 68.19 |  | 12.41 | 57 | 57 |  | 69.41 | 69.41 |  | 12.62 | 57 | 57 |  | 69.62 | 69.62
2020-12-03 02:00 | SHORT | SHORT | BALP | 11.19 | 65 | 65 |  | 76.19 | 76.19 |  | 12.41 | 65 | 65 |  | 77.41 | 77.41 |  | 12.62 | 65 | 65 |  | 77.62 | 77.62
2020-12-03 03:00 | SHORT | SHORT | BALP | 11.19 | 57 | 57 |  | 68.19 | 68.19 |  | 12.41 | 57 | 57 |  | 69.41 | 69.41 |  | 12.62 | 57 | 57 |  | 69.62 | 69.62
2020-12-03 04:00 | SHORT | SHORT | BALP | 11.19 | 57 | 57 |  | 68.19 | 68.19 |  | 12.41 | 57 | 57 |  | 69.41 | 69.41 |  | 12.62 | 57 | 57 |  | 69.62 | 69.62
2020-12-03 05:00 | SHORT | SHORT | BALP | 11.19 | 57.6 | 57.6 |  | 68.79 | 68.79 |  | 12.41 | 57.6 | 57.6 |  | 70.01 | 70.01 |  | 12.62 | 57.6 | 57.6 |  | 70.22 | 70.22
2020-12-03 06:00 | SHORT | SHORT | BALP | 11.19 | 55.3 | 55.3 |  | 66.49 | 66.49 |  | 12.41 | 55.3 | 55.3 |  | 67.71 | 67.71 |  | 12.62 | 55.3 | 55.3 |  | 67.92 | 67.92
2020-12-03 07:00 | SHORT | SHORT | BALP | 11.19 | 200 | 200 |  | 211.19 | 211.19 |  | 12.41 | 200 | 200 |  | 212.41 | 212.41 |  | 12.62 | 200 | 200 |  | 212.62 | 212.62
2020-12-03 08:00 | SHORT | SHORT | BALP | 11.19 | 200 | 200 |  | 211.19 | 211.19 |  | 12.41 | 200 | 200 |  | 212.41 | 212.41 |  | 12.62 | 200 | 200 |  | 212.62 | 212.62
2020-12-03 09:00 | SHORT | SHORT | BALP | 11.19 | 200 | 200 |  | 211.19 | 211.19 |  | 12.41 | 200 | 200 |  | 212.41 | 212.41 |  | 12.62 | 200 | 200 |  | 212.62 | 212.62
2020-12-03 10:00 | SHORT | SHORT | BALP | 11.19 | 200 | 200 |  | 211.19 | 211.19 |  | 12.41 | 200 | 200 |  | 212.41 | 212.41 |  | 12.62 | 200 | 200 |  | 212.62 | 212.62
2020-12-03 11:00 | SHORT | SHORT | BALP | 11.19 | 200 | 200 |  | 211.19 | 211.19 |  | 12.41 | 200 | 200 |  | 212.41 | 212.41 |  | 12.62 | 200 | 200 |  | 212.62 | 212.62
2020-12-03 12:00 | SHORT | SHORT | BALP | 11.19 | 95 | 95 |  | 106.19 | 106.19 |  | 12.41 | 95 | 95 |  | 107.41 | 107.41 |  | 12.62 | 95 | 95 |  | 107.62 | 107.62
2020-12-03 13:00 | SHORT | SHORT | BALP | 11.19 | 95 | 95 |  | 106.19 | 106.19 |  | 12.41 | 95 | 95 |  | 107.41 | 107.41 |  | 12.62 | 95 | 95 |  | 107.62 | 107.62
2020-12-03 14:00 | SHORT | SHORT | BALP | 11.19 | 95 | 95 |  | 106.19 | 106.19 |  | 12.41 | 95 | 95 |  | 107.41 | 107.41 |  | 12.62 | 95 | 95 |  | 107.62 | 107.62
2020-12-03 15:00 | SHORT | SHORT | BALP | 11.19 | 95 | 95 |  | 106.19 | 106.19 |  | 12.41 | 95 | 95 |  | 107.41 | 107.41 |  | 12.62 | 95 | 95 |  | 107.62 | 107.62
2020-12-03 16:00 | SHORT | SHORT | BALP | 11.19 | 95 | 95 |  | 106.19 | 106.19 |  | 12.41 | 95 | 95 |  | 107.41 | 107.41 |  | 12.62 | 95 | 95 |  | 107.62 | 107.62
2020-12-03 17:00 | SHORT | SHORT | BALP | 11.19 | 95 | 95 |  | 106.19 | 106.19 |  | 12.41 | 95 | 95 |  | 107.41 | 107.41 |  | 12.62 | 95 | 95 |  | 107.62 | 107.62
2020-12-03 18:00 | SHORT | LONG | BALP | 11.19 | 95 | 95 |  | 106.19 | 106.19 |  | 12.41 | 95 | 95 |  | 107.41 | 107.41 |  | 12.62 | 70.3 |  | 70.3 | 57.68 |  | 57.68
2020-12-03 19:00 | LONG | LONG | BALP | 11.19 | 33.8 |  | 33.8 | 22.61 |  | 22.61 | 12.41 | 33.8 |  | 33.8 | 21.39 |  | 21.39 | 12.62 | 33.8 |  | 33.8 | 21.18 |  | 21.18
2020-12-03 20:00 | LONG | LONG | BALP | 11.19 | 24.59 |  | 24.59 | 13.4 |  | 13.4 | 12.41 | 24.59 |  | 24.59 | 12.18 |  | 12.18 | 12.62 | 24.59 |  | 24.59 | 11.97 |  | 11.97
2020-12-03 21:00 | LONG | LONG | BALP | 11.19 | 18.9 |  | 18.9 | 7.71 |  | 7.71 | 12.41 | 18.9 |  | 18.9 | 6.49 |  | 6.49 | 12.62 | 18.9 |  | 18.9 | 6.28 |  | 6.28
2020-12-03 22:00 | LONG | LONG | BALP | 11.19 | 25 |  | 25 | 13.81 |  | 13.81 | 12.41 | 25 |  | 25 | 12.59 |  | 12.59 | 12.62 | 25 |  | 25 | 12.38 |  | 12.38
2020-12-03 23:00 | LONG | LONG | VoAA | 11.19 | 8.6 |  | 8.6 | -2.59 |  | -2.59 | 12.41 | 15.34 |  | 15.34 | 2.93 |  | 2.93 | 12.62 | 20.03 |  | 20.03 | 7.41 |  | 7.41
2020-12-04 | SHORT | SHORT | BALP | 11.19 | 57 | 57 |  | 68.19 | 68.19 |  | 12.41 | 57 | 57 |  | 69.41 | 69.41 |  | 12.62 | 57 | 57 |  | 69.62 | 69.62
2020-12-04 01:00 | SHORT | SHORT | VoAA | 11.19 | 57 | 57 |  | 68.19 | 68.19 |  | 12.41 | 50 | 50 |  | 62.41 | 62.41 |  | 12.62 | 10.98 | 10.98 |  | 23.6 | 23.6
2020-12-04 02:00 | LONG | LONG | VoAA | 11.19 | 43 |  | 43 | 31.81 |  | 31.81 | 12.41 | 29.27 |  | 29.27 | 16.86 |  | 16.86 | 12.62 | 10.68 |  | 10.68 | -1.94 |  | -1.94
2020-12-04 03:00 | SHORT | SHORT | BALP | 11.19 | 53 | 53 |  | 64.19 | 64.19 |  | 12.41 | 53 | 53 |  | 65.41 | 65.41 |  | 12.62 | 53 | 53 |  | 65.62 | 65.62
2020-12-04 04:00 | SHORT | SHORT | BALP | 11.19 | 60 | 60 |  | 71.19 | 71.19 |  | 12.41 | 60 | 60 |  | 72.41 | 72.41 |  | 12.62 | 60 | 60 |  | 72.62 | 72.62
2020-12-04 05:00 | SHORT | SHORT | BALP | 11.19 | 57 | 57 |  | 68.19 | 68.19 |  | 12.41 | 57 | 57 |  | 69.41 | 69.41 |  | 12.62 | 57 | 57 |  | 69.62 | 69.62
2020-12-04 06:00 | SHORT | SHORT | BALP | 11.19 | 57 | 57 |  | 68.19 | 68.19 |  | 12.41 | 57 | 57 |  | 69.41 | 69.41 |  | 12.62 | 57 | 57 |  | 69.62 | 69.62
2020-12-04 07:00 | LONG | LONG | VoAA | 11.19 | 41.9 |  | 41.9 | 30.71 |  | 30.71 | 12.41 | 49.4 |  | 49.4 | 36.99 |  | 36.99 | 12.62 | 62.9 |  | 62.9 | 50.28 |  | 50.28
2020-12-04 08:00 | SHORT | SHORT | BALP | 11.19 | 80 | 80 |  | 91.19 | 91.19 |  | 12.41 | 80 | 80 |  | 92.41 | 92.41 |  | 12.62 | 80 | 80 |  | 92.62 | 92.62
2020-12-04 09:00 | SHORT | SHORT | BALP | 11.19 | 80 | 80 |  | 91.19 | 91.19 |  | 12.41 | 80 | 80 |  | 92.41 | 92.41 |  | 12.62 | 80 | 80 |  | 92.62 | 92.62
2020-12-04 10:00 | SHORT | SHORT | BALP | 11.19 | 78.2 | 78.2 |  | 89.39 | 89.39 |  | 12.41 | 78.2 | 78.2 |  | 90.61 | 90.61 |  | 12.62 | 78.2 | 78.2 |  | 90.82 | 90.82
2020-12-04 11:00 | SHORT | SHORT | BALP | 11.19 | 63.1 | 63.1 |  | 74.29 | 74.29 |  | 12.41 | 63.1 | 63.1 |  | 75.51 | 75.51 |  | 12.62 | 63.1 | 63.1 |  | 75.72 | 75.72
2020-12-04 12:00 | SHORT | SHORT | BALP | 11.19 | 63 | 63 |  | 74.19 | 74.19 |  | 12.41 | 63 | 63 |  | 75.41 | 75.41 |  | 12.62 | 63 | 63 |  | 75.62 | 75.62
2020-12-04 13:00 | SHORT | SHORT | BALP | 11.19 | 95 | 95 |  | 106.19 | 106.19 |  | 12.41 | 95 | 95 |  | 107.41 | 107.41 |  | 12.62 | 95 | 95 |  | 107.62 | 107.62
2020-12-04 14:00 | LONG | LONG | BALP | 11.19 | 21.47 |  | 21.47 | 10.28 |  | 10.28 | 12.41 | 21.47 |  | 21.47 | 9.06 |  | 9.06 | 12.62 | 21.47 |  | 21.47 | 8.85 |  | 8.85
2020-12-04 15:00 | LONG | LONG | BALP | 11.19 | 18.38 |  | 18.38 | 7.19 |  | 7.19 | 12.41 | 18.38 |  | 18.38 | 5.97 |  | 5.97 | 12.62 | 18.38 |  | 18.38 | 5.76 |  | 5.76
2020-12-04 16:00 | LONG | LONG | BALP | 11.19 | 14.91 |  | 14.91 | 3.72 |  | 3.72 | 12.41 | 14.91 |  | 14.91 | 2.5 |  | 2.5 | 12.62 | 14.91 |  | 14.91 | 2.29 |  | 2.29
2020-12-04 17:00 | SHORT | SHORT | BALP | 11.19 | 57.54 | 57.54 |  | 68.73 | 68.73 |  | 12.41 | 57.54 | 57.54 |  | 69.95 | 69.95 |  | 12.62 | 57.54 | 57.54 |  | 70.16 | 70.16
2020-12-04 18:00 | SHORT | LONG | BALP | 11.19 | 65.82 | 65.82 |  | 77.01 | 77.01 |  | 12.41 | 65.82 | 65.82 |  | 78.23 | 78.23 |  | 12.62 | 62.82 |  | 62.82 | 50.2 |  | 50.2
2020-12-04 19:00 | SHORT | SHORT | BALP | 11.19 | 80 | 80 |  | 91.19 | 91.19 |  | 12.41 | 80 | 80 |  | 92.41 | 92.41 |  | 12.62 | 80 | 80 |  | 92.62 | 92.62
2020-12-04 20:00 | LONG | LONG | BALP | 11.19 | 18.5 |  | 18.5 | 7.31 |  | 7.31 | 12.41 | 18.5 |  | 18.5 | 6.09 |  | 6.09 | 12.62 | 18.5 |  | 18.5 | 5.88 |  | 5.88
2020-12-04 21:00 | LONG | LONG | BALP | 11.19 | 20.27 |  | 20.27 | 9.08 |  | 9.08 | 12.41 | 20.27 |  | 20.27 | 7.86 |  | 7.86 | 12.62 | 20.27 |  | 20.27 | 7.65 |  | 7.65
2020-12-04 22:00 | LONG | LONG | BALP | 11.19 | 25 |  | 25 | 13.81 |  | 13.81 | 12.41 | 25 |  | 25 | 12.59 |  | 12.59 | 12.62 | 25 |  | 25 | 12.38 |  | 12.38
2020-12-04 23:00 | LONG | LONG | VoAA | 11.19 | 37 |  | 37 | 25.81 |  | 25.81 | 12.41 | 29.31 |  | 29.31 | 16.9 |  | 16.9 | 12.62 | 18.47 |  | 18.47 | 5.85 |  | 5.85
2020-12-05 | LONG | LONG | BALP | 11.19 | 16.62 |  | 16.62 | 5.43 |  | 5.43 | 12.41 | 16.62 |  | 16.62 | 4.21 |  | 4.21 | 12.62 | 16.62 |  | 16.62 | 4 |  | 4
2020-12-05 01:00 | SHORT | SHORT | BALP | 11.19 | 28.05 | 28.05 |  | 39.24 | 39.24 |  | 12.41 | 28.05 | 28.05 |  | 40.46 | 40.46 |  | 12.62 | 28.05 | 28.05 |  | 40.67 | 40.67
2020-12-05 02:00 | LONG | LONG | VoAA | 11.19 | -4.89 |  | -4.89 | -16.08 |  | -16.08 | 12.41 | 26.66 |  | 26.66 | 14.25 |  | 14.25 | 12.62 | 18.05 |  | 18.05 | 5.43 |  | 5.43
2020-12-05 03:00 | SHORT | LONG | BALP | 11.19 | 17.06 | 17.06 |  | 28.25 | 28.25 |  | 12.41 | 17.06 | 17.06 |  | 29.47 | 29.47 |  | 12.62 | 17.06 |  | 17.06 | 4.44 |  | 4.44
2020-12-05 04:00 | LONG | LONG | BALP | 11.19 | -4.89 |  | -4.89 | -16.08 |  | -16.08 | 12.41 | -4.89 |  | -4.89 | -17.3 |  | -17.3 | 12.62 | -4.89 |  | -4.89 | -17.51 |  | -17.51
2020-12-05 05:00 | LONG | LONG | BALP | 11.19 | -4.89 |  | -4.89 | -16.08 |  | -16.08 | 12.41 | -4.89 |  | -4.89 | -17.3 |  | -17.3 | 12.62 | -4.89 |  | -4.89 | -17.51 |  | -17.51
2020-12-05 06:00 | LONG | LONG | BALP | 11.19 | 4.56 |  | 4.56 | -6.63 |  | -6.63 | 12.41 | 4.56 |  | 4.56 | -7.85 |  | -7.85 | 12.62 | 4.56 |  | 4.56 | -8.06 |  | -8.06
2020-12-05 07:00 | LONG | LONG | BALP | 11.19 | -1.77 |  | -1.77 | -12.96 |  | -12.96 | 12.41 | -1.77 |  | -1.77 | -14.18 |  | -14.18 | 12.62 | -1.77 |  | -1.77 | -14.39 |  | -14.39
2020-12-05 08:00 | LONG | LONG | VoAA | 11.19 | 1 |  | 1 | -10.19 |  | -10.19 | 12.41 | 12.93 |  | 12.93 | 0.52 |  | 0.52 | 12.62 | 18.39 |  | 18.39 | 5.77 |  | 5.77
2020-12-05 09:00 | LONG | LONG | BALP | 11.19 | 1 |  | 1 | -10.19 |  | -10.19 | 12.41 | 1 |  | 1 | -11.41 |  | -11.41 | 12.62 | 1 |  | 1 | -11.62 |  | -11.62
2020-12-05 10:00 | LONG | SHORT | BALP | 11.19 | 39.2 |  | 39.2 | 28.01 |  | 28.01 | 12.41 | 39.2 |  | 39.2 | 26.79 |  | 26.79 | 12.62 | 21.86 | 21.86 |  | 34.48 | 34.48
2020-12-05 11:00 | SHORT | SHORT | BALP | 11.19 | 73.2 | 73.2 |  | 84.39 | 84.39 |  | 12.41 | 73.2 | 73.2 |  | 85.61 | 85.61 |  | 12.62 | 73.2 | 73.2 |  | 85.82 | 85.82
2020-12-05 12:00 | SHORT | SHORT | BALP | 11.19 | 73.2 | 73.2 |  | 84.39 | 84.39 |  | 12.41 | 73.2 | 73.2 |  | 85.61 | 85.61 |  | 12.62 | 73.2 | 73.2 |  | 85.82 | 85.82
2020-12-05 13:00 | LONG | LONG | VoAA | 11.19 | 4.2 |  | 4.2 | -6.99 |  | -6.99 | 12.41 | 19.48 |  | 19.48 | 7.07 |  | 7.07 | 12.62 | 22.11 |  | 22.11 | 9.49 |  | 9.49
2020-12-05 14:00 | LONG | LONG | BALP | 11.19 | 29.75 |  | 29.75 | 18.56 |  | 18.56 | 12.41 | 29.75 |  | 29.75 | 17.34 |  | 17.34 | 12.62 | 29.75 |  | 29.75 | 17.13 |  | 17.13
2020-12-05 15:00 | LONG | LONG | BALP | 11.19 | 39.2 |  | 39.2 | 28.01 |  | 28.01 | 12.41 | 39.2 |  | 39.2 | 26.79 |  | 26.79 | 12.62 | 39.2 |  | 39.2 | 26.58 |  | 26.58
2020-12-05 16:00 | LONG | LONG | BALP | 11.19 | 1 |  | 1 | -10.19 |  | -10.19 | 12.41 | 1 |  | 1 | -11.41 |  | -11.41 | 12.62 | 1 |  | 1 | -11.62 |  | -11.62
2020-12-05 17:00 | LONG | LONG | BALP | 11.19 | 33 |  | 33 | 21.81 |  | 21.81 | 12.41 | 33 |  | 33 | 20.59 |  | 20.59 | 12.62 | 33 |  | 33 | 20.38 |  | 20.38
2020-12-05 18:00 | LONG | LONG | BALP | 11.19 | 1 |  | 1 | -10.19 |  | -10.19 | 12.41 | 1 |  | 1 | -11.41 |  | -11.41 | 12.62 | 1 |  | 1 | -11.62 |  | -11.62
2020-12-05 19:00 | LONG | LONG | BALP | 11.19 | 1 |  | 1 | -10.19 |  | -10.19 | 12.41 | 1 |  | 1 | -11.41 |  | -11.41 | 12.62 | 1 |  | 1 | -11.62 |  | -11.62
2020-12-05 20:00 | LONG | LONG | BALP | 11.19 | 5.23 |  | 5.23 | -5.96 |  | -5.96 | 12.41 | 5.23 |  | 5.23 | -7.18 |  | -7.18 | 12.62 | 5.23 |  | 5.23 | -7.39 |  | -7.39
2020-12-05 21:00 | LONG | LONG | BALP | 11.19 | 1 |  | 1 | -10.19 |  | -10.19 | 12.41 | 1 |  | 1 | -11.41 |  | -11.41 | 12.62 | 1 |  | 1 | -11.62 |  | -11.62
2020-12-05 22:00 | SHORT | LONG | BALP | 11.19 | 22.56 | 22.56 |  | 33.75 | 33.75 |  | 12.41 | 22.56 | 22.56 |  | 34.97 | 34.97 |  | 12.62 | 20.28 |  | 20.28 | 7.66 |  | 7.66
2020-12-05 23:00 | LONG | LONG | VoAA | 11.19 | -167.5 |  | -167.5 | -178.69 |  | -178.69 | 12.41 | -54.65 |  | -54.65 | -67.06 |  | -67.06 | 12.62 | 17.56 |  | 17.56 | 4.94 |  | 4.94
2020-12-06 | LONG | LONG | VoAA | 11.19 | -167.5 |  | -167.5 | -178.69 |  | -178.69 | 12.41 | -72.31 |  | -72.31 | -84.72 |  | -84.72 | 12.62 | 16.23 |  | 16.23 | 3.61 |  | 3.61
2020-12-06 01:00 | SHORT | SHORT | BALP | 11.19 | 21.98 | 21.98 |  | 33.17 | 33.17 |  | 12.41 | 21.98 | 21.98 |  | 34.39 | 34.39 |  | 12.62 | 21.98 | 21.98 |  | 34.6 | 34.6
2020-12-06 02:00 | LONG | LONG | VoAA | 11.19 | 0 |  | 0 | -11.19 |  | -11.19 | 12.41 | 29.1 |  | 29.1 | 16.69 |  | 16.69 | 12.62 | 16.98 |  | 16.98 | 4.36 |  | 4.36
2020-12-06 03:00 | LONG | LONG | VoAA | 11.19 | 0 |  | 0 | -11.19 |  | -11.19 | 12.41 | 10.71 |  | 10.71 | -1.7 |  | -1.7 | 12.62 | 16.71 |  | 16.71 | 4.09 |  | 4.09
2020-12-06 04:00 | LONG | LONG | VoAA | 11.19 | 0 |  | 0 | -11.19 |  | -11.19 | 12.41 | 10.83 |  | 10.83 | -1.58 |  | -1.58 | 12.62 | 16.41 |  | 16.41 | 3.79 |  | 3.79
2020-12-06 05:00 | SHORT | SHORT | VoAA | 11.19 | 22.08 | 22.08 |  | 33.27 | 33.27 |  | 12.41 | 11.04 | 11.04 |  | 23.45 | 23.45 |  | 12.62 | 16.66 | 16.66 |  | 29.28 | 29.28
2020-12-06 06:00 | LONG | LONG | BALP | 11.19 | -5.24 |  | -5.24 | -16.43 |  | -16.43 | 12.41 | -5.24 |  | -5.24 | -17.65 |  | -17.65 | 12.62 | -5.24 |  | -5.24 | -17.86 |  | -17.86
2020-12-06 07:00 | LONG | LONG | BALP | 11.19 | 3.04 |  | 3.04 | -8.15 |  | -8.15 | 12.41 | 3.04 |  | 3.04 | -9.37 |  | -9.37 | 12.62 | 3.04 |  | 3.04 | -9.58 |  | -9.58
2020-12-06 08:00 | LONG | LONG | BALP | 11.19 | 1 |  | 1 | -10.19 |  | -10.19 | 12.41 | 1 |  | 1 | -11.41 |  | -11.41 | 12.62 | 1 |  | 1 | -11.62 |  | -11.62
2020-12-06 09:00 | LONG | LONG | BALP | 11.19 | 1 |  | 1 | -10.19 |  | -10.19 | 12.41 | 1 |  | 1 | -11.41 |  | -11.41 | 12.62 | 1 |  | 1 | -11.62 |  | -11.62
2020-12-06 10:00 | LONG | LONG | BALP | 11.19 | 1 |  | 1 | -10.19 |  | -10.19 | 12.41 | 1 |  | 1 | -11.41 |  | -11.41 | 12.62 | 1 |  | 1 | -11.62 |  | -11.62
2020-12-06 11:00 | SHORT | SHORT | VoAA | 11.19 | 24.7 | 24.7 |  | 35.89 | 35.89 |  | 12.41 | 12.85 | 12.85 |  | 25.26 | 25.26 |  | 12.62 | 19.55 | 19.55 |  | 32.17 | 32.17
2020-12-06 12:00 | SHORT | SHORT | BALP | 11.19 | 95 | 95 |  | 106.19 | 106.19 |  | 12.41 | 95 | 95 |  | 107.41 | 107.41 |  | 12.62 | 95 | 95 |  | 107.62 | 107.62
2020-12-06 13:00 | SHORT | SHORT | BALP | 11.19 | 73.2 | 73.2 |  | 84.39 | 84.39 |  | 12.41 | 73.2 | 73.2 |  | 85.61 | 85.61 |  | 12.62 | 73.2 | 73.2 |  | 85.82 | 85.82
2020-12-06 14:00 | SHORT | LONG | BALP | 11.19 | 53.2 | 53.2 |  | 64.39 | 64.39 |  | 12.41 | 53.2 | 53.2 |  | 65.61 | 65.61 |  | 12.62 | 19.53 |  | 19.53 | 6.91 |  | 6.91
2020-12-06 15:00 | LONG | LONG | BALP | 11.19 | 1 |  | 1 | -10.19 |  | -10.19 | 12.41 | 1 |  | 1 | -11.41 |  | -11.41 | 12.62 | 1 |  | 1 | -11.62 |  | -11.62
2020-12-06 16:00 | LONG | LONG | VoAA | 11.19 | 1 |  | 1 | -10.19 |  | -10.19 | 12.41 | 13.99 |  | 13.99 | 1.58 |  | 1.58 | 12.62 | 20.09 |  | 20.09 | 7.47 |  | 7.47
2020-12-06 17:00 | LONG | LONG | BALP | 11.19 | 1 |  | 1 | -10.19 |  | -10.19 | 12.41 | 1 |  | 1 | -11.41 |  | -11.41 | 12.62 | 1 |  | 1 | -11.62 |  | -11.62
2020-12-06 18:00 | LONG | LONG | BALP | 11.19 | 1 |  | 1 | -10.19 |  | -10.19 | 12.41 | 1 |  | 1 | -11.41 |  | -11.41 | 12.62 | 1 |  | 1 | -11.62 |  | -11.62
2020-12-06 19:00 | LONG | LONG | BALP | 11.19 | 1 |  | 1 | -10.19 |  | -10.19 | 12.41 | 1 |  | 1 | -11.41 |  | -11.41 | 12.62 | 1 |  | 1 | -11.62 |  | -11.62
2020-12-06 20:00 | LONG | LONG | BALP | 11.19 | 1 |  | 1 | -10.19 |  | -10.19 | 12.41 | 1 |  | 1 | -11.41 |  | -11.41 | 12.62 | 1 |  | 1 | -11.62 |  | -11.62
2020-12-06 21:00 | LONG | LONG | VoAA | 11.19 | 1 |  | 1 | -10.19 |  | -10.19 | 12.41 | 12.73 |  | 12.73 | 0.32 |  | 0.32 | 12.62 | 19.71 |  | 19.71 | 7.09 |  | 7.09
2020-12-06 22:00 | LONG | LONG | VoAA | 11.19 | 1 |  | 1 | -10.19 |  | -10.19 | 12.41 | 11.89 |  | 11.89 | -0.52 |  | -0.52 | 12.62 | 19.46 |  | 19.46 | 6.84 |  | 6.84
2020-12-06 23:00 | LONG | LONG | BALP | 11.19 | -4.36 |  | -4.36 | -15.55 |  | -15.55 | 12.41 | -4.36 |  | -4.36 | -16.77 |  | -16.77 | 12.62 | -4.36 |  | -4.36 | -16.98 |  | -16.98
2020-12-07 | LONG | LONG | VoAA | 11.19 | -6.39 |  | -6.39 | -17.58 |  | -17.58 | 12.41 | 6.09 |  | 6.09 | -6.32 |  | -6.32 | 12.62 | 16 |  | 16 | 3.38 |  | 3.38
2020-12-07 01:00 | SHORT | LONG | BALP | 11.19 | 13.56 | 13.56 |  | 24.75 | 24.75 |  | 12.41 | 13.56 | 13.56 |  | 25.97 | 25.97 |  | 12.62 | 13.56 |  | 13.56 | 0.94 |  | 0.94
2020-12-07 02:00 | LONG | LONG | VoAA | 11.19 | -6.39 |  | -6.39 | -17.58 |  | -17.58 | 12.41 | 5.16 |  | 5.16 | -7.25 |  | -7.25 | 12.62 | 12.3 |  | 12.3 | -0.32 |  | -0.32
2020-12-07 03:00 | LONG | LONG | VoAA | 11.19 | -6.39 |  | -6.39 | -17.58 |  | -17.58 | 12.41 | 4.99 |  | 4.99 | -7.42 |  | -7.42 | 12.62 | 11.71 |  | 11.71 | -0.91 |  | -0.91
2020-12-07 04:00 | LONG | LONG | VoAA | 11.19 | -6.39 |  | -6.39 | -17.58 |  | -17.58 | 12.41 | 5.26 |  | 5.26 | -7.15 |  | -7.15 | 12.62 | 11.37 |  | 11.37 | -1.25 |  | -1.25
2020-12-07 05:00 | LONG | LONG | VoAA | 11.19 | -6.39 |  | -6.39 | -17.58 |  | -17.58 | 12.41 | 6.17 |  | 6.17 | -6.24 |  | -6.24 | 12.62 | 11.91 |  | 11.91 | -0.71 |  | -0.71
2020-12-07 06:00 | LONG | LONG | BALP | 11.19 | 1 |  | 1 | -10.19 |  | -10.19 | 12.41 | 1 |  | 1 | -11.41 |  | -11.41 | 12.62 | 1 |  | 1 | -11.62 |  | -11.62
2020-12-07 07:00 | LONG | LONG | VoAA | 11.19 | 37.6 |  | 37.6 | 26.41 |  | 26.41 | 12.41 | 43.05 |  | 43.05 | 30.64 |  | 30.64 | 12.62 | 48.21 |  | 48.21 | 35.59 |  | 35.59
2020-12-07 08:00 | SHORT | SHORT | BALP | 11.19 | 71.97 | 71.97 |  | 83.16 | 83.16 |  | 12.41 | 71.97 | 71.97 |  | 84.38 | 84.38 |  | 12.62 | 71.97 | 71.97 |  | 84.59 | 84.59
2020-12-07 09:00 | SHORT | SHORT | BALP | 11.19 | 80 | 80 |  | 91.19 | 91.19 |  | 12.41 | 80 | 80 |  | 92.41 | 92.41 |  | 12.62 | 80 | 80 |  | 92.62 | 92.62
2020-12-07 10:00 | LONG | LONG | BALP | 11.19 | 8.8 |  | 8.8 | -2.39 |  | -2.39 | 12.41 | 8.8 |  | 8.8 | -3.61 |  | -3.61 | 12.62 | 8.8 |  | 8.8 | -3.82 |  | -3.82
2020-12-07 11:00 | LONG | LONG | BALP | 11.19 | 1 |  | 1 | -10.19 |  | -10.19 | 12.41 | 1 |  | 1 | -11.41 |  | -11.41 | 12.62 | 1 |  | 1 | -11.62 |  | -11.62
2020-12-07 12:00 | LONG | LONG | BALP | 11.19 | 1 |  | 1 | -10.19 |  | -10.19 | 12.41 | 1 |  | 1 | -11.41 |  | -11.41 | 12.62 | 1 |  | 1 | -11.62 |  | -11.62
2020-12-07 13:00 | LONG | LONG | BALP | 11.19 | 10.18 |  | 10.18 | -1.01 |  | -1.01 | 12.41 | 10.18 |  | 10.18 | -2.23 |  | -2.23 | 12.62 | 10.18 |  | 10.18 | -2.44 |  | -2.44
2020-12-07 14:00 | SHORT | LONG | BALP | 11.19 | 63.2 | 63.2 |  | 74.39 | 74.39 |  | 12.41 | 63.2 | 63.2 |  | 75.61 | 75.61 |  | 12.62 | 52.67 |  | 52.67 | 40.05 |  | 40.05
2020-12-07 15:00 | SHORT | SHORT | BALP | 11.19 | 67.6 | 67.6 |  | 78.79 | 78.79 |  | 12.41 | 67.6 | 67.6 |  | 80.01 | 80.01 |  | 12.62 | 67.6 | 67.6 |  | 80.22 | 80.22
2020-12-07 16:00 | SHORT | SHORT | BALP | 11.19 | 78.5 | 78.5 |  | 89.69 | 89.69 |  | 12.41 | 78.5 | 78.5 |  | 90.91 | 90.91 |  | 12.62 | 78.5 | 78.5 |  | 91.12 | 91.12
2020-12-07 17:00 | SHORT | SHORT | BALP | 11.19 | 92 | 92 |  | 103.19 | 103.19 |  | 12.41 | 92 | 92 |  | 104.41 | 104.41 |  | 12.62 | 92 | 92 |  | 104.62 | 104.62
2020-12-07 18:00 | SHORT | SHORT | BALP | 11.19 | 88.3 | 88.3 |  | 99.49 | 99.49 |  | 12.41 | 88.3 | 88.3 |  | 100.71 | 100.71 |  | 12.62 | 88.3 | 88.3 |  | 100.92 | 100.92
2020-12-07 19:00 | LONG | LONG | BALP | 11.19 | 24 |  | 24 | 12.81 |  | 12.81 | 12.41 | 24 |  | 24 | 11.59 |  | 11.59 | 12.62 | 24 |  | 24 | 11.38 |  | 11.38
2020-12-07 20:00 | SHORT | SHORT | BALP | 11.19 | 93 | 93 |  | 104.19 | 104.19 |  | 12.41 | 93 | 93 |  | 105.41 | 105.41 |  | 12.62 | 93 | 93 |  | 105.62 | 105.62
2020-12-07 21:00 | SHORT | SHORT | BALP | 11.19 | 93 | 93 |  | 104.19 | 104.19 |  | 12.41 | 93 | 93 |  | 105.41 | 105.41 |  | 12.62 | 93 | 93 |  | 105.62 | 105.62
2020-12-07 22:00 | SHORT | SHORT | BALP | 11.19 | 93 | 93 |  | 104.19 | 104.19 |  | 12.41 | 93 | 93 |  | 105.41 | 105.41 |  | 12.62 | 93 | 93 |  | 105.62 | 105.62
2020-12-07 23:00 | SHORT | SHORT | BALP | 11.19 | 73.7 | 73.7 |  | 84.89 | 84.89 |  | 12.41 | 73.7 | 73.7 |  | 86.11 | 86.11 |  | 12.62 | 73.7 | 73.7 |  | 86.32 | 86.32
2020-12-08 | SHORT | SHORT | BALP | 11.19 | 95 | 95 |  | 106.19 | 106.19 |  | 12.41 | 95 | 95 |  | 107.41 | 107.41 |  | 12.62 | 95 | 95 |  | 107.62 | 107.62
2020-12-08 01:00 | SHORT | SHORT | BALP | 11.19 | 94 | 94 |  | 105.19 | 105.19 |  | 12.41 | 94 | 94 |  | 106.41 | 106.41 |  | 12.62 | 94 | 94 |  | 106.62 | 106.62
2020-12-08 02:00 | SHORT | SHORT | BALP | 11.19 | 95 | 95 |  | 106.19 | 106.19 |  | 12.41 | 95 | 95 |  | 107.41 | 107.41 |  | 12.62 | 95 | 95 |  | 107.62 | 107.62
2020-12-08 03:00 | SHORT | SHORT | BALP | 11.19 | 94 | 94 |  | 105.19 | 105.19 |  | 12.41 | 94 | 94 |  | 106.41 | 106.41 |  | 12.62 | 94 | 94 |  | 106.62 | 106.62
2020-12-08 04:00 | SHORT | SHORT | BALP | 11.19 | 94 | 94 |  | 105.19 | 105.19 |  | 12.41 | 94 | 94 |  | 106.41 | 106.41 |  | 12.62 | 94 | 94 |  | 106.62 | 106.62
2020-12-08 05:00 | SHORT | SHORT | BALP | 11.19 | 94 | 94 |  | 105.19 | 105.19 |  | 12.41 | 94 | 94 |  | 106.41 | 106.41 |  | 12.62 | 94 | 94 |  | 106.62 | 106.62
2020-12-08 06:00 | LONG | LONG | BALP | 11.19 | 26.58 |  | 26.58 | 15.39 |  | 15.39 | 12.41 | 26.58 |  | 26.58 | 14.17 |  | 14.17 | 12.62 | 26.58 |  | 26.58 | 13.96 |  | 13.96
2020-12-08 07:00 | LONG | LONG | BALP | 11.19 | 37.6 |  | 37.6 | 26.41 |  | 26.41 | 12.41 | 37.6 |  | 37.6 | 25.19 |  | 25.19 | 12.62 | 37.6 |  | 37.6 | 24.98 |  | 24.98
2020-12-08 08:00 | SHORT | LONG | BALP | 11.19 | 93 | 93 |  | 104.19 | 104.19 |  | 12.41 | 93 | 93 |  | 105.41 | 105.41 |  | 12.62 | 59.5 |  | 59.5 | 46.88 |  | 46.88
2020-12-08 09:00 | SHORT | SHORT | BALP | 11.19 | 84.3 | 84.3 |  | 95.49 | 95.49 |  | 12.41 | 84.3 | 84.3 |  | 96.71 | 96.71 |  | 12.62 | 84.3 | 84.3 |  | 96.92 | 96.92
2020-12-08 10:00 | SHORT | SHORT | BALP | 11.19 | 71.14 | 71.14 |  | 82.33 | 82.33 |  | 12.41 | 71.14 | 71.14 |  | 83.55 | 83.55 |  | 12.62 | 71.14 | 71.14 |  | 83.76 | 83.76
2020-12-08 11:00 | LONG | LONG | BALP | 11.19 | 19.7 |  | 19.7 | 8.51 |  | 8.51 | 12.41 | 19.7 |  | 19.7 | 7.29 |  | 7.29 | 12.62 | 19.7 |  | 19.7 | 7.08 |  | 7.08
2020-12-08 12:00 | SHORT | SHORT | BALP | 11.19 | 79.97 | 79.97 |  | 91.16 | 91.16 |  | 12.41 | 79.97 | 79.97 |  | 92.38 | 92.38 |  | 12.62 | 79.97 | 79.97 |  | 92.59 | 92.59
2020-12-08 13:00 | SHORT | SHORT | BALP | 11.19 | 90 | 90 |  | 101.19 | 101.19 |  | 12.41 | 90 | 90 |  | 102.41 | 102.41 |  | 12.62 | 90 | 90 |  | 102.62 | 102.62
2020-12-08 14:00 | SHORT | SHORT | BALP | 11.19 | 90 | 90 |  | 101.19 | 101.19 |  | 12.41 | 90 | 90 |  | 102.41 | 102.41 |  | 12.62 | 90 | 90 |  | 102.62 | 102.62
2020-12-08 15:00 | LONG | LONG | BALP | 11.19 | 37.6 |  | 37.6 | 26.41 |  | 26.41 | 12.41 | 37.6 |  | 37.6 | 25.19 |  | 25.19 | 12.62 | 37.6 |  | 37.6 | 24.98 |  | 24.98
2020-12-08 16:00 | SHORT | SHORT | BALP | 11.19 | 90.7 | 90.7 |  | 101.89 | 101.89 |  | 12.41 | 90.7 | 90.7 |  | 103.11 | 103.11 |  | 12.62 | 90.7 | 90.7 |  | 103.32 | 103.32
2020-12-08 17:00 | SHORT | SHORT | BALP | 11.19 | 94.9 | 94.9 |  | 106.09 | 106.09 |  | 12.41 | 94.9 | 94.9 |  | 107.31 | 107.31 |  | 12.62 | 94.9 | 94.9 |  | 107.52 | 107.52
2020-12-08 18:00 | SHORT | LONG | BALP | 11.19 | 78.08 | 78.08 |  | 89.27 | 89.27 |  | 12.41 | 78.08 | 78.08 |  | 90.49 | 90.49 |  | 12.62 | 77.08 |  | 77.08 | 64.46 |  | 64.46
2020-12-08 19:00 | LONG | LONG | BALP | 11.19 | 37.6 |  | 37.6 | 26.41 |  | 26.41 | 12.41 | 37.6 |  | 37.6 | 25.19 |  | 25.19 | 12.62 | 37.6 |  | 37.6 | 24.98 |  | 24.98
2020-12-08 20:00 | SHORT | LONG | BALP | 11.19 | 39.3 | 39.3 |  | 50.49 | 50.49 |  | 12.41 | 39.3 | 39.3 |  | 51.71 | 51.71 |  | 12.62 | 56.45 |  | 56.45 | 43.83 |  | 43.83
2020-12-08 21:00 | LONG | LONG | BALP | 11.19 | 58.03 |  | 58.03 | 46.84 |  | 46.84 | 12.41 | 58.03 |  | 58.03 | 45.62 |  | 45.62 | 12.62 | 58.03 |  | 58.03 | 45.41 |  | 45.41
2020-12-08 22:00 | SHORT | SHORT | BALP | 11.19 | 58 | 58 |  | 69.19 | 69.19 |  | 12.41 | 58 | 58 |  | 70.41 | 70.41 |  | 12.62 | 58 | 58 |  | 70.62 | 70.62
2020-12-08 23:00 | SHORT | SHORT | BALP | 11.19 | 58.7 | 58.7 |  | 69.89 | 69.89 |  | 12.41 | 58.7 | 58.7 |  | 71.11 | 71.11 |  | 12.62 | 58.7 | 58.7 |  | 71.32 | 71.32
2020-12-09 | SHORT | SHORT | BALP | 11.19 | 64 | 64 |  | 75.19 | 75.19 |  | 12.41 | 64 | 64 |  | 76.41 | 76.41 |  | 12.62 | 64 | 64 |  | 76.62 | 76.62
2020-12-09 01:00 | SHORT | SHORT | BALP | 11.19 | 58 | 58 |  | 69.19 | 69.19 |  | 12.41 | 58 | 58 |  | 70.41 | 70.41 |  | 12.62 | 58 | 58 |  | 70.62 | 70.62
2020-12-09 02:00 | SHORT | SHORT | BALP | 11.19 | 58 | 58 |  | 69.19 | 69.19 |  | 12.41 | 58 | 58 |  | 70.41 | 70.41 |  | 12.62 | 58 | 58 |  | 70.62 | 70.62
2020-12-09 03:00 | SHORT | SHORT | BALP | 11.19 | 58 | 58 |  | 69.19 | 69.19 |  | 12.41 | 58 | 58 |  | 70.41 | 70.41 |  | 12.62 | 58 | 58 |  | 70.62 | 70.62
2020-12-09 04:00 | SHORT | SHORT | BALP | 11.19 | 58 | 58 |  | 69.19 | 69.19 |  | 12.41 | 58 | 58 |  | 70.41 | 70.41 |  | 12.62 | 58 | 58 |  | 70.62 | 70.62
2020-12-09 05:00 | SHORT | SHORT | BALP | 11.19 | 58.3 | 58.3 |  | 69.49 | 69.49 |  | 12.41 | 58.3 | 58.3 |  | 70.71 | 70.71 |  | 12.62 | 58.3 | 58.3 |  | 70.92 | 70.92
2020-12-09 06:00 | SHORT | SHORT | BALP | 11.19 | 64 | 64 |  | 75.19 | 75.19 |  | 12.41 | 64 | 64 |  | 76.41 | 76.41 |  | 12.62 | 64 | 64 |  | 76.62 | 76.62
2020-12-09 07:00 | SHORT | SHORT | BALP | 11.19 | 80 | 80 |  | 91.19 | 91.19 |  | 12.41 | 80 | 80 |  | 92.41 | 92.41 |  | 12.62 | 80 | 80 |  | 92.62 | 92.62
2020-12-09 08:00 | SHORT | SHORT | BALP | 11.19 | 92 | 92 |  | 103.19 | 103.19 |  | 12.41 | 92 | 92 |  | 104.41 | 104.41 |  | 12.62 | 92 | 92 |  | 104.62 | 104.62
2020-12-09 09:00 | SHORT | SHORT | BALP | 11.19 | 105.2 | 105.2 |  | 116.39 | 116.39 |  | 12.41 | 105.2 | 105.2 |  | 117.61 | 117.61 |  | 12.62 | 105.2 | 105.2 |  | 117.82 | 117.82
2020-12-09 10:00 | SHORT | SHORT | BALP | 11.19 | 79.23 | 79.23 |  | 90.42 | 90.42 |  | 12.41 | 79.23 | 79.23 |  | 91.64 | 91.64 |  | 12.62 | 79.23 | 79.23 |  | 91.85 | 91.85
2020-12-09 11:00 | SHORT | LONG | BALP | 11.19 | 70.96 | 70.96 |  | 82.15 | 82.15 |  | 12.41 | 70.96 | 70.96 |  | 83.37 | 83.37 |  | 12.62 | 69.96 |  | 69.96 | 57.34 |  | 57.34
2020-12-09 12:00 | LONG | LONG | VoAA | 11.19 | 37.6 |  | 37.6 | 26.41 |  | 26.41 | 12.41 | 49.1 |  | 49.1 | 36.69 |  | 36.69 | 12.62 | 73.71 |  | 73.71 | 61.09 |  | 61.09
2020-12-09 13:00 | SHORT | LONG | BALP | 11.19 | 84.16 | 84.16 |  | 95.35 | 95.35 |  | 12.41 | 84.16 | 84.16 |  | 96.57 | 96.57 |  | 12.62 | 78.27 |  | 78.27 | 65.65 |  | 65.65
2020-12-09 14:00 | LONG | LONG | BALP | 11.19 | 39.6 |  | 39.6 | 28.41 |  | 28.41 | 12.41 | 39.6 |  | 39.6 | 27.19 |  | 27.19 | 12.62 | 39.6 |  | 39.6 | 26.98 |  | 26.98
2020-12-09 15:00 | LONG | LONG | VoAA | 11.19 | 37.6 |  | 37.6 | 26.41 |  | 26.41 | 12.41 | 49.1 |  | 49.1 | 36.69 |  | 36.69 | 12.62 | 84.4 |  | 84.4 | 71.78 |  | 71.78
2020-12-09 16:00 | SHORT | SHORT | BALP | 11.19 | 95.19 | 95.19 |  | 106.38 | 106.38 |  | 12.41 | 95.19 | 95.19 |  | 107.6 | 107.6 |  | 12.62 | 95.19 | 95.19 |  | 107.81 | 107.81
2020-12-09 17:00 | SHORT | SHORT | BALP | 11.19 | 116.2 | 116.2 |  | 127.39 | 127.39 |  | 12.41 | 116.2 | 116.2 |  | 128.61 | 128.61 |  | 12.62 | 116.2 | 116.2 |  | 128.82 | 128.82
2020-12-09 18:00 | SHORT | LONG | BALP | 11.19 | 100.92 | 100.92 |  | 112.11 | 112.11 |  | 12.41 | 100.92 | 100.92 |  | 113.33 | 113.33 |  | 12.62 | 99.92 |  | 99.92 | 87.3 |  | 87.3
2020-12-09 19:00 | LONG | LONG | BALP | 11.19 | 18 |  | 18 | 6.81 |  | 6.81 | 12.41 | 18 |  | 18 | 5.59 |  | 5.59 | 12.62 | 18 |  | 18 | 5.38 |  | 5.38
2020-12-09 20:00 | LONG | LONG | BALP | 11.19 | 36 |  | 36 | 24.81 |  | 24.81 | 12.41 | 36 |  | 36 | 23.59 |  | 23.59 | 12.62 | 36 |  | 36 | 23.38 |  | 23.38
2020-12-09 21:00 | LONG | LONG | VoAA | 11.19 | 36 |  | 36 | 24.81 |  | 24.81 | 12.41 | 43.87 |  | 43.87 | 31.46 |  | 31.46 | 12.62 | 50.74 |  | 50.74 | 38.12 |  | 38.12
2020-12-09 22:00 | SHORT | SHORT | BALP | 11.19 | 58 | 58 |  | 69.19 | 69.19 |  | 12.41 | 58 | 58 |  | 70.41 | 70.41 |  | 12.62 | 58 | 58 |  | 70.62 | 70.62
2020-12-09 23:00 | SHORT | SHORT | BALP | 11.19 | 58 | 58 |  | 69.19 | 69.19 |  | 12.41 | 58 | 58 |  | 70.41 | 70.41 |  | 12.62 | 58 | 58 |  | 70.62 | 70.62
2020-12-10 | SHORT | SHORT | BALP | 11.19 | 58 | 58 |  | 69.19 | 69.19 |  | 12.41 | 58 | 58 |  | 70.41 | 70.41 |  | 12.62 | 58 | 58 |  | 70.62 | 70.62
2020-12-10 01:00 | LONG | LONG | VoAA | 11.19 | 43.5 |  | 43.5 | 32.31 |  | 32.31 | 12.41 | 44.28 |  | 44.28 | 31.87 |  | 31.87 | 12.62 | 20.06 |  | 20.06 | 7.44 |  | 7.44
2020-12-10 02:00 | LONG | LONG | VoAA | 11.19 | 43.5 |  | 43.5 | 32.31 |  | 32.31 | 12.41 | 33.73 |  | 33.73 | 21.32 |  | 21.32 | 12.62 | 19.49 |  | 19.49 | 6.87 |  | 6.87
2020-12-10 03:00 | LONG | LONG | VoAA | 11.19 | 43.5 |  | 43.5 | 32.31 |  | 32.31 | 12.41 | 33.99 |  | 33.99 | 21.58 |  | 21.58 | 12.62 | 18.96 |  | 18.96 | 6.34 |  | 6.34
2020-12-10 04:00 | SHORT | SHORT | VoAA | 11.19 | 40.32 | 40.32 |  | 51.51 | 51.51 |  | 12.41 | 41.91 | 41.91 |  | 54.32 | 54.32 |  | 12.62 | 19.47 | 19.47 |  | 32.09 | 32.09
2020-12-10 05:00 | SHORT | LONG | BALP | 11.19 | 35.32 | 35.32 |  | 46.51 | 46.51 |  | 12.41 | 35.32 | 35.32 |  | 47.73 | 47.73 |  | 12.62 | 35.32 |  | 35.32 | 22.7 |  | 22.7
2020-12-10 06:00 | LONG | LONG | VoAA | 11.19 | 10.1 |  | 10.1 | -1.09 |  | -1.09 | 12.41 | 25.6 |  | 25.6 | 13.19 |  | 13.19 | 12.62 | 41.48 |  | 41.48 | 28.86 |  | 28.86
2020-12-10 07:00 | SHORT | SHORT | VoAA | 11.19 | 54.1 | 54.1 |  | 65.29 | 65.29 |  | 12.41 | 32.1 | 32.1 |  | 44.51 | 44.51 |  | 12.62 | 58.95 | 58.95 |  | 71.57 | 71.57
2020-12-10 08:00 | SHORT | SHORT | BALP | 11.19 | 126 | 126 |  | 137.19 | 137.19 |  | 12.41 | 126 | 126 |  | 138.41 | 138.41 |  | 12.62 | 126 | 126 |  | 138.62 | 138.62
2020-12-10 09:00 | SHORT | SHORT | BALP | 11.19 | 126 | 126 |  | 137.19 | 137.19 |  | 12.41 | 126 | 126 |  | 138.41 | 138.41 |  | 12.62 | 126 | 126 |  | 138.62 | 138.62
2020-12-10 10:00 | SHORT | SHORT | BALP | 11.19 | 126 | 126 |  | 137.19 | 137.19 |  | 12.41 | 126 | 126 |  | 138.41 | 138.41 |  | 12.62 | 126 | 126 |  | 138.62 | 138.62
2020-12-10 11:00 | LONG | LONG | BALP | 11.19 | 37.6 |  | 37.6 | 26.41 |  | 26.41 | 12.41 | 37.6 |  | 37.6 | 25.19 |  | 25.19 | 12.62 | 37.6 |  | 37.6 | 24.98 |  | 24.98
2020-12-10 12:00 | SHORT | SHORT | BALP | 11.19 | 163.37 | 163.37 |  | 174.56 | 174.56 |  | 12.41 | 163.37 | 163.37 |  | 175.78 | 175.78 |  | 12.62 | 163.37 | 163.37 |  | 175.99 | 175.99
2020-12-10 13:00 | SHORT | SHORT | BALP | 11.19 | 156.28 | 156.28 |  | 167.47 | 167.47 |  | 12.41 | 156.28 | 156.28 |  | 168.69 | 168.69 |  | 12.62 | 156.28 | 156.28 |  | 168.9 | 168.9
2020-12-10 14:00 | LONG | LONG | VoAA | 11.19 | 37.6 |  | 37.6 | 26.41 |  | 26.41 | 12.41 | 63.92 |  | 63.92 | 51.51 |  | 51.51 | 12.62 | 93.1 |  | 93.1 | 80.48 |  | 80.48
2020-12-10 15:00 | SHORT | SHORT | BALP | 11.19 | 109.8 | 109.8 |  | 120.99 | 120.99 |  | 12.41 | 109.8 | 109.8 |  | 122.21 | 122.21 |  | 12.62 | 109.8 | 109.8 |  | 122.42 | 122.42
2020-12-10 16:00 | SHORT | SHORT | BALP | 11.19 | 161.42 | 161.42 |  | 172.61 | 172.61 |  | 12.41 | 161.42 | 161.42 |  | 173.83 | 173.83 |  | 12.62 | 161.42 | 161.42 |  | 174.04 | 174.04
2020-12-10 17:00 | SHORT | SHORT | BALP | 11.19 | 110.41 | 110.41 |  | 121.6 | 121.6 |  | 12.41 | 110.41 | 110.41 |  | 122.82 | 122.82 |  | 12.62 | 110.41 | 110.41 |  | 123.03 | 123.03
2020-12-10 18:00 | SHORT | SHORT | BALP | 11.19 | 106.41 | 106.41 |  | 117.6 | 117.6 |  | 12.41 | 106.41 | 106.41 |  | 118.82 | 118.82 |  | 12.62 | 106.41 | 106.41 |  | 119.03 | 119.03
2020-12-10 19:00 | SHORT | SHORT | BALP | 11.19 | 101 | 101 |  | 112.19 | 112.19 |  | 12.41 | 101 | 101 |  | 113.41 | 113.41 |  | 12.62 | 101 | 101 |  | 113.62 | 113.62
2020-12-10 20:00 | SHORT | SHORT | BALP | 11.19 | 76.22 | 76.22 |  | 87.41 | 87.41 |  | 12.41 | 76.22 | 76.22 |  | 88.63 | 88.63 |  | 12.62 | 76.22 | 76.22 |  | 88.84 | 88.84
2020-12-10 21:00 | SHORT | SHORT | BALP | 11.19 | 61.26 | 61.26 |  | 72.45 | 72.45 |  | 12.41 | 61.26 | 61.26 |  | 73.67 | 73.67 |  | 12.62 | 61.26 | 61.26 |  | 73.88 | 73.88
2020-12-10 22:00 | SHORT | SHORT | BALP | 11.19 | 120 | 120 |  | 131.19 | 131.19 |  | 12.41 | 120 | 120 |  | 132.41 | 132.41 |  | 12.62 | 120 | 120 |  | 132.62 | 132.62
2020-12-10 23:00 | SHORT | SHORT | BALP | 11.19 | 27.11 | 27.11 |  | 38.3 | 38.3 |  | 12.41 | 27.11 | 27.11 |  | 39.52 | 39.52 |  | 12.62 | 27.11 | 27.11 |  | 39.73 | 39.73
2020-12-11 | SHORT | SHORT | BALP | 11.19 | 126 | 126 |  | 137.19 | 137.19 |  | 12.41 | 126 | 126 |  | 138.41 | 138.41 |  | 12.62 | 126 | 126 |  | 138.62 | 138.62
2020-12-11 01:00 | SHORT | SHORT | BALP | 11.19 | 126 | 126 |  | 137.19 | 137.19 |  | 12.41 | 126 | 126 |  | 138.41 | 138.41 |  | 12.62 | 126 | 126 |  | 138.62 | 138.62
2020-12-11 02:00 | SHORT | SHORT | BALP | 11.19 | 94 | 94 |  | 105.19 | 105.19 |  | 12.41 | 94 | 94 |  | 106.41 | 106.41 |  | 12.62 | 94 | 94 |  | 106.62 | 106.62
2020-12-11 03:00 | SHORT | SHORT | VoAA | 11.19 | 25.24 | 25.24 |  | 36.43 | 36.43 |  | 12.41 | 18.27 | 18.27 |  | 30.68 | 30.68 |  | 12.62 | 26.56 | 26.56 |  | 39.18 | 39.18
2020-12-11 04:00 | SHORT | SHORT | VoAA | 11.19 | 35.61 | 35.61 |  | 46.8 | 46.8 |  | 12.41 | 23.46 | 23.46 |  | 35.87 | 35.87 |  | 12.62 | 20.24 | 20.24 |  | 32.86 | 32.86
2020-12-11 05:00 | SHORT | SHORT | BALP | 11.19 | 125 | 125 |  | 136.19 | 136.19 |  | 12.41 | 125 | 125 |  | 137.41 | 137.41 |  | 12.62 | 125 | 125 |  | 137.62 | 137.62
2020-12-11 06:00 | LONG | LONG | BALP | 11.19 | 20.58 |  | 20.58 | 9.39 |  | 9.39 | 12.41 | 20.58 |  | 20.58 | 8.17 |  | 8.17 | 12.62 | 20.58 |  | 20.58 | 7.96 |  | 7.96
2020-12-11 07:00 | SHORT | SHORT | BALP | 11.19 | 126 | 126 |  | 137.19 | 137.19 |  | 12.41 | 126 | 126 |  | 138.41 | 138.41 |  | 12.62 | 126 | 126 |  | 138.62 | 138.62
2020-12-11 08:00 | LONG | LONG | VoAA | 11.19 | 37.6 |  | 37.6 | 26.41 |  | 26.41 | 12.41 | 57.15 |  | 57.15 | 44.74 |  | 44.74 | 12.62 | 75.7 |  | 75.7 | 63.08 |  | 63.08
2020-12-11 09:00 | SHORT | SHORT | BALP | 11.19 | 126 | 126 |  | 137.19 | 137.19 |  | 12.41 | 126 | 126 |  | 138.41 | 138.41 |  | 12.62 | 126 | 126 |  | 138.62 | 138.62
2020-12-11 10:00 | SHORT | SHORT | BALP | 11.19 | 126 | 126 |  | 137.19 | 137.19 |  | 12.41 | 126 | 126 |  | 138.41 | 138.41 |  | 12.62 | 126 | 126 |  | 138.62 | 138.62
2020-12-11 11:00 | SHORT | SHORT | BALP | 11.19 | 126 | 126 |  | 137.19 | 137.19 |  | 12.41 | 126 | 126 |  | 138.41 | 138.41 |  | 12.62 | 126 | 126 |  | 138.62 | 138.62
2020-12-11 12:00 | LONG | LONG | BALP | 11.19 | 76.76 |  | 76.76 | 65.57 |  | 65.57 | 12.41 | 76.76 |  | 76.76 | 64.35 |  | 64.35 | 12.62 | 76.76 |  | 76.76 | 64.14 |  | 64.14
2020-12-11 13:00 | SHORT | SHORT | BALP | 11.19 | 90 | 90 |  | 101.19 | 101.19 |  | 12.41 | 90 | 90 |  | 102.41 | 102.41 |  | 12.62 | 90 | 90 |  | 102.62 | 102.62
2020-12-11 14:00 | SHORT | SHORT | BALP | 11.19 | 90 | 90 |  | 101.19 | 101.19 |  | 12.41 | 90 | 90 |  | 102.41 | 102.41 |  | 12.62 | 90 | 90 |  | 102.62 | 102.62
2020-12-11 15:00 | SHORT | SHORT | BALP | 11.19 | 126 | 126 |  | 137.19 | 137.19 |  | 12.41 | 126 | 126 |  | 138.41 | 138.41 |  | 12.62 | 126 | 126 |  | 138.62 | 138.62
2020-12-11 16:00 | SHORT | LONG | BALP | 11.19 | 90 | 90 |  | 101.19 | 101.19 |  | 12.41 | 90 | 90 |  | 102.41 | 102.41 |  | 12.62 | 76.55 |  | 76.55 | 63.93 |  | 63.93
2020-12-11 17:00 | SHORT | SHORT | BALP | 11.19 | 126 | 126 |  | 137.19 | 137.19 |  | 12.41 | 126 | 126 |  | 138.41 | 138.41 |  | 12.62 | 126 | 126 |  | 138.62 | 138.62
2020-12-11 18:00 | SHORT | SHORT | BALP | 11.19 | 126 | 126 |  | 137.19 | 137.19 |  | 12.41 | 126 | 126 |  | 138.41 | 138.41 |  | 12.62 | 126 | 126 |  | 138.62 | 138.62
2020-12-11 19:00 | SHORT | SHORT | BALP | 11.19 | 135.05 | 135.05 |  | 146.24 | 146.24 |  | 12.41 | 135.05 | 135.05 |  | 147.46 | 147.46 |  | 12.62 | 135.05 | 135.05 |  | 147.67 | 147.67
2020-12-11 20:00 | SHORT | SHORT | BALP | 11.19 | 126 | 126 |  | 137.19 | 137.19 |  | 12.41 | 126 | 126 |  | 138.41 | 138.41 |  | 12.62 | 126 | 126 |  | 138.62 | 138.62
2020-12-11 21:00 | SHORT | SHORT | BALP | 11.19 | 126 | 126 |  | 137.19 | 137.19 |  | 12.41 | 126 | 126 |  | 138.41 | 138.41 |  | 12.62 | 126 | 126 |  | 138.62 | 138.62
2020-12-11 22:00 | SHORT | SHORT | BALP | 11.19 | 125 | 125 |  | 136.19 | 136.19 |  | 12.41 | 125 | 125 |  | 137.41 | 137.41 |  | 12.62 | 125 | 125 |  | 137.62 | 137.62
2020-12-11 23:00 | LONG | SHORT | BALP | 11.19 | 30.73 |  | 30.73 | 19.54 |  | 19.54 | 12.41 | 30.73 |  | 30.73 | 18.32 |  | 18.32 | 12.62 | 30.73 | 30.73 |  | 43.35 | 43.35
2020-12-12 | LONG | LONG | BALP | 11.19 | 19.87 |  | 19.87 | 8.68 |  | 8.68 | 12.41 | 19.87 |  | 19.87 | 7.46 |  | 7.46 | 12.62 | 19.87 |  | 19.87 | 7.25 |  | 7.25
2020-12-12 01:00 | LONG | LONG | VoAA | 11.19 | 40.9 |  | 40.9 | 29.71 |  | 29.71 | 12.41 | 36.97 |  | 36.97 | 24.56 |  | 24.56 | 12.62 | 44.77 |  | 44.77 | 32.15 |  | 32.15
2020-12-12 02:00 | SHORT | SHORT | VoAA | 11.19 | 24.67 | 24.67 |  | 35.86 | 35.86 |  | 12.41 | 12.34 | 12.34 |  | 24.75 | 24.75 |  | 12.62 | 28.04 | 28.04 |  | 40.66 | 40.66
2020-12-12 03:00 | SHORT | SHORT | VoAA | 11.19 | 24.25 | 24.25 |  | 35.44 | 35.44 |  | 12.41 | 14.25 | 14.25 |  | 26.66 | 26.66 |  | 12.62 | 19.67 | 19.67 |  | 32.29 | 32.29
2020-12-12 04:00 | SHORT | SHORT | VoAA | 11.19 | 30.06 | 30.06 |  | 41.25 | 41.25 |  | 12.41 | 17.16 | 17.16 |  | 29.57 | 29.57 |  | 12.62 | 19.25 | 19.25 |  | 31.87 | 31.87
2020-12-12 05:00 | SHORT | SHORT | VoAA | 11.19 | 35.03 | 35.03 |  | 46.22 | 46.22 |  | 12.41 | 19.64 | 19.64 |  | 32.05 | 32.05 |  | 12.62 | 25.06 | 25.06 |  | 37.68 | 37.68
2020-12-12 06:00 | LONG | LONG | VoAA | 11.19 | 0 |  | 0 | -11.19 |  | -11.19 | 12.41 | 17.69 |  | 17.69 | 5.28 |  | 5.28 | 12.62 | 30.03 |  | 30.03 | 17.41 |  | 17.41
2020-12-12 07:00 | LONG | LONG | BALP | 11.19 | 30.38 |  | 30.38 | 19.19 |  | 19.19 | 12.41 | 30.38 |  | 30.38 | 17.97 |  | 17.97 | 12.62 | 30.38 |  | 30.38 | 17.76 |  | 17.76
2020-12-12 08:00 | LONG | LONG | BALP | 11.19 | 16.5 |  | 16.5 | 5.31 |  | 5.31 | 12.41 | 16.5 |  | 16.5 | 4.09 |  | 4.09 | 12.62 | 16.5 |  | 16.5 | 3.88 |  | 3.88
2020-12-12 09:00 | LONG | LONG | BALP | 11.19 | 26.4 |  | 26.4 | 15.21 |  | 15.21 | 12.41 | 26.4 |  | 26.4 | 13.99 |  | 13.99 | 12.62 | 26.4 |  | 26.4 | 13.78 |  | 13.78
2020-12-12 10:00 | LONG | LONG | BALP | 11.19 | 31.4 |  | 31.4 | 20.21 |  | 20.21 | 12.41 | 31.4 |  | 31.4 | 18.99 |  | 18.99 | 12.62 | 31.4 |  | 31.4 | 18.78 |  | 18.78
2020-12-12 11:00 | LONG | LONG | BALP | 11.19 | 41.4 |  | 41.4 | 30.21 |  | 30.21 | 12.41 | 41.4 |  | 41.4 | 28.99 |  | 28.99 | 12.62 | 41.4 |  | 41.4 | 28.78 |  | 28.78
2020-12-12 12:00 | SHORT | SHORT | BALP | 11.19 | 93 | 93 |  | 104.19 | 104.19 |  | 12.41 | 93 | 93 |  | 105.41 | 105.41 |  | 12.62 | 93 | 93 |  | 105.62 | 105.62
2020-12-12 13:00 | SHORT | SHORT | BALP | 11.19 | 94.06 | 94.06 |  | 105.25 | 105.25 |  | 12.41 | 94.06 | 94.06 |  | 106.47 | 106.47 |  | 12.62 | 94.06 | 94.06 |  | 106.68 | 106.68
2020-12-12 14:00 | SHORT | SHORT | BALP | 11.19 | 93 | 93 |  | 104.19 | 104.19 |  | 12.41 | 93 | 93 |  | 105.41 | 105.41 |  | 12.62 | 93 | 93 |  | 105.62 | 105.62
2020-12-12 15:00 | SHORT | SHORT | BALP | 11.19 | 80.04 | 80.04 |  | 91.23 | 91.23 |  | 12.41 | 80.04 | 80.04 |  | 92.45 | 92.45 |  | 12.62 | 80.04 | 80.04 |  | 92.66 | 92.66
2020-12-12 16:00 | SHORT | SHORT | BALP | 11.19 | 80 | 80 |  | 91.19 | 91.19 |  | 12.41 | 80 | 80 |  | 92.41 | 92.41 |  | 12.62 | 80 | 80 |  | 92.62 | 92.62
2020-12-12 17:00 | SHORT | SHORT | BALP | 11.19 | 80 | 80 |  | 91.19 | 91.19 |  | 12.41 | 80 | 80 |  | 92.41 | 92.41 |  | 12.62 | 80 | 80 |  | 92.62 | 92.62
2020-12-12 18:00 | LONG | LONG | BALP | 11.19 | 59.34 |  | 59.34 | 48.15 |  | 48.15 | 12.41 | 59.34 |  | 59.34 | 46.93 |  | 46.93 | 12.62 | 59.34 |  | 59.34 | 46.72 |  | 46.72
2020-12-12 19:00 | SHORT | SHORT | BALP | 11.19 | 80 | 80 |  | 91.19 | 91.19 |  | 12.41 | 80 | 80 |  | 92.41 | 92.41 |  | 12.62 | 80 | 80 |  | 92.62 | 92.62
2020-12-12 20:00 | SHORT | SHORT | BALP | 11.19 | 80 | 80 |  | 91.19 | 91.19 |  | 12.41 | 80 | 80 |  | 92.41 | 92.41 |  | 12.62 | 80 | 80 |  | 92.62 | 92.62
2020-12-12 21:00 | SHORT | SHORT | BALP | 11.19 | 80 | 80 |  | 91.19 | 91.19 |  | 12.41 | 80 | 80 |  | 92.41 | 92.41 |  | 12.62 | 80 | 80 |  | 92.62 | 92.62
2020-12-12 22:00 | SHORT | SHORT | BALP | 11.19 | 80 | 80 |  | 91.19 | 91.19 |  | 12.41 | 80 | 80 |  | 92.41 | 92.41 |  | 12.62 | 80 | 80 |  | 92.62 | 92.62
2020-12-12 23:00 | SHORT | SHORT | BALP | 11.19 | 80 | 80 |  | 91.19 | 91.19 |  | 12.41 | 80 | 80 |  | 92.41 | 92.41 |  | 12.62 | 80 | 80 |  | 92.62 | 92.62
2020-12-13 | LONG | LONG | BALP | 11.19 | 36.6 |  | 36.6 | 25.41 |  | 25.41 | 12.41 | 36.6 |  | 36.6 | 24.19 |  | 24.19 | 12.62 | 36.6 |  | 36.6 | 23.98 |  | 23.98
2020-12-13 01:00 | LONG | LONG | BALP | 11.19 | 41.96 |  | 41.96 | 30.77 |  | 30.77 | 12.41 | 41.96 |  | 41.96 | 29.55 |  | 29.55 | 12.62 | 41.96 |  | 41.96 | 29.34 |  | 29.34
2020-12-13 02:00 | SHORT | SHORT | BALP | 11.19 | 58 | 58 |  | 69.19 | 69.19 |  | 12.41 | 58 | 58 |  | 70.41 | 70.41 |  | 12.62 | 58 | 58 |  | 70.62 | 70.62
2020-12-13 03:00 | SHORT | SHORT | BALP | 11.19 | 55.6 | 55.6 |  | 66.79 | 66.79 |  | 12.41 | 55.6 | 55.6 |  | 68.01 | 68.01 |  | 12.62 | 55.6 | 55.6 |  | 68.22 | 68.22
2020-12-13 04:00 | SHORT | SHORT | BALP | 11.19 | 58 | 58 |  | 69.19 | 69.19 |  | 12.41 | 58 | 58 |  | 70.41 | 70.41 |  | 12.62 | 58 | 58 |  | 70.62 | 70.62
2020-12-13 05:00 | SHORT | SHORT | BALP | 11.19 | 35.03 | 35.03 |  | 46.22 | 46.22 |  | 12.41 | 35.03 | 35.03 |  | 47.44 | 47.44 |  | 12.62 | 35.03 | 35.03 |  | 47.65 | 47.65
2020-12-13 06:00 | SHORT | SHORT | BALP | 11.19 | 55.6 | 55.6 |  | 66.79 | 66.79 |  | 12.41 | 55.6 | 55.6 |  | 68.01 | 68.01 |  | 12.62 | 55.6 | 55.6 |  | 68.22 | 68.22
2020-12-13 07:00 | SHORT | SHORT | BALP | 11.19 | 58 | 58 |  | 69.19 | 69.19 |  | 12.41 | 58 | 58 |  | 70.41 | 70.41 |  | 12.62 | 58 | 58 |  | 70.62 | 70.62
2020-12-13 08:00 | SHORT | SHORT | BALP | 11.19 | 54.2 | 54.2 |  | 65.39 | 65.39 |  | 12.41 | 54.2 | 54.2 |  | 66.61 | 66.61 |  | 12.62 | 54.2 | 54.2 |  | 66.82 | 66.82
2020-12-13 09:00 | SHORT | SHORT | BALP | 11.19 | 48.33 | 48.33 |  | 59.52 | 59.52 |  | 12.41 | 48.33 | 48.33 |  | 60.74 | 60.74 |  | 12.62 | 48.33 | 48.33 |  | 60.95 | 60.95
2020-12-13 10:00 | SHORT | SHORT | BALP | 11.19 | 80 | 80 |  | 91.19 | 91.19 |  | 12.41 | 80 | 80 |  | 92.41 | 92.41 |  | 12.62 | 80 | 80 |  | 92.62 | 92.62
2020-12-13 11:00 | SHORT | SHORT | BALP | 11.19 | 89.7 | 89.7 |  | 100.89 | 100.89 |  | 12.41 | 89.7 | 89.7 |  | 102.11 | 102.11 |  | 12.62 | 89.7 | 89.7 |  | 102.32 | 102.32
2020-12-13 12:00 | SHORT | SHORT | BALP | 11.19 | 74.7 | 74.7 |  | 85.89 | 85.89 |  | 12.41 | 74.7 | 74.7 |  | 87.11 | 87.11 |  | 12.62 | 74.7 | 74.7 |  | 87.32 | 87.32
2020-12-13 13:00 | SHORT | SHORT | BALP | 11.19 | 54.19 | 54.19 |  | 65.38 | 65.38 |  | 12.41 | 54.19 | 54.19 |  | 66.6 | 66.6 |  | 12.62 | 54.19 | 54.19 |  | 66.81 | 66.81
2020-12-13 14:00 | SHORT | SHORT | BALP | 11.19 | 89.7 | 89.7 |  | 100.89 | 100.89 |  | 12.41 | 89.7 | 89.7 |  | 102.11 | 102.11 |  | 12.62 | 89.7 | 89.7 |  | 102.32 | 102.32
2020-12-13 15:00 | SHORT | SHORT | BALP | 11.19 | 69.25 | 69.25 |  | 80.44 | 80.44 |  | 12.41 | 69.25 | 69.25 |  | 81.66 | 81.66 |  | 12.62 | 69.25 | 69.25 |  | 81.87 | 81.87
2020-12-13 16:00 | SHORT | SHORT | BALP | 11.19 | 82.01 | 82.01 |  | 93.2 | 93.2 |  | 12.41 | 82.01 | 82.01 |  | 94.42 | 94.42 |  | 12.62 | 82.01 | 82.01 |  | 94.63 | 94.63
2020-12-13 17:00 | SHORT | LONG | BALP | 11.19 | 78.01 | 78.01 |  | 89.2 | 89.2 |  | 12.41 | 78.01 | 78.01 |  | 90.42 | 90.42 |  | 12.62 | 77.01 |  | 77.01 | 64.39 |  | 64.39
2020-12-13 18:00 | SHORT | LONG | BALP | 11.19 | 79.29 | 79.29 |  | 90.48 | 90.48 |  | 12.41 | 79.29 | 79.29 |  | 91.7 | 91.7 |  | 12.62 | 77.21 |  | 77.21 | 64.59 |  | 64.59
2020-12-13 19:00 | LONG | LONG | BALP | 11.19 | 30.7 |  | 30.7 | 19.51 |  | 19.51 | 12.41 | 30.7 |  | 30.7 | 18.29 |  | 18.29 | 12.62 | 30.7 |  | 30.7 | 18.08 |  | 18.08
2020-12-13 20:00 | LONG | LONG | VoAA | 11.19 | 30.7 |  | 30.7 | 19.51 |  | 19.51 | 12.41 | 41.63 |  | 41.63 | 29.22 |  | 29.22 | 12.62 | 69.71 |  | 69.71 | 57.09 |  | 57.09
2020-12-13 21:00 | LONG | LONG | VoAA | 11.19 | 30.7 |  | 30.7 | 19.51 |  | 19.51 | 12.41 | 39.63 |  | 39.63 | 27.22 |  | 27.22 | 12.62 | 47.55 |  | 47.55 | 34.93 |  | 34.93
2020-12-13 22:00 | LONG | LONG | BALP | 11.19 | 19 |  | 19 | 7.81 |  | 7.81 | 12.41 | 19 |  | 19 | 6.59 |  | 6.59 | 12.62 | 19 |  | 19 | 6.38 |  | 6.38
2020-12-13 23:00 | SHORT | SHORT | BALP | 11.19 | 53 | 53 |  | 64.19 | 64.19 |  | 12.41 | 53 | 53 |  | 65.41 | 65.41 |  | 12.62 | 53 | 53 |  | 65.62 | 65.62
2020-12-14 | LONG | LONG | VoAA | 11.19 | 10.4 |  | 10.4 | -0.79 |  | -0.79 | 12.41 | 32.4 |  | 32.4 | 19.99 |  | 19.99 | 12.62 | 35.09 |  | 35.09 | 22.47 |  | 22.47
2020-12-14 01:00 | LONG | LONG | VoAA | 11.19 | 21.6 |  | 21.6 | 10.41 |  | 10.41 | 12.41 | 26.16 |  | 26.16 | 13.75 |  | 13.75 | 12.62 | 47.39 |  | 47.39 | 34.77 |  | 34.77
2020-12-14 02:00 | LONG | LONG | VoAA | 11.19 | 6.6 |  | 6.6 | -4.59 |  | -4.59 | 12.41 | 19.44 |  | 19.44 | 7.03 |  | 7.03 | 12.62 | 25.71 |  | 25.71 | 13.09 |  | 13.09
2020-12-14 03:00 | SHORT | LONG | BALP | 11.19 | 31.23 | 31.23 |  | 42.42 | 42.42 |  | 12.41 | 31.23 | 31.23 |  | 43.64 | 43.64 |  | 12.62 | 27.28 |  | 27.28 | 14.66 |  | 14.66
2020-12-14 04:00 | LONG | LONG | BALP | 11.19 | 16 |  | 16 | 4.81 |  | 4.81 | 12.41 | 16 |  | 16 | 3.59 |  | 3.59 | 12.62 | 16 |  | 16 | 3.38 |  | 3.38
2020-12-14 05:00 | LONG | LONG | BALP | 11.19 | 16 |  | 16 | 4.81 |  | 4.81 | 12.41 | 16 |  | 16 | 3.59 |  | 3.59 | 12.62 | 16 |  | 16 | 3.38 |  | 3.38
2020-12-14 06:00 | LONG | LONG | BALP | 11.19 | 36 |  | 36 | 24.81 |  | 24.81 | 12.41 | 36 |  | 36 | 23.59 |  | 23.59 | 12.62 | 36 |  | 36 | 23.38 |  | 23.38
2020-12-14 07:00 | LONG | LONG | BALP | 11.19 | 36 |  | 36 | 24.81 |  | 24.81 | 12.41 | 36 |  | 36 | 23.59 |  | 23.59 | 12.62 | 36 |  | 36 | 23.38 |  | 23.38
2020-12-14 08:00 | LONG | LONG | BALP | 11.19 | 37.6 |  | 37.6 | 26.41 |  | 26.41 | 12.41 | 37.6 |  | 37.6 | 25.19 |  | 25.19 | 12.62 | 37.6 |  | 37.6 | 24.98 |  | 24.98
2020-12-14 09:00 | LONG | LONG | BALP | 11.19 | 37.6 |  | 37.6 | 26.41 |  | 26.41 | 12.41 | 37.6 |  | 37.6 | 25.19 |  | 25.19 | 12.62 | 37.6 |  | 37.6 | 24.98 |  | 24.98
2020-12-14 10:00 | SHORT | SHORT | VoAA | 11.19 | 97.26 | 97.26 |  | 108.45 | 108.45 |  | 12.41 | 67.43 | 67.43 |  | 79.84 | 79.84 |  | 12.62 | 131.43 | 131.43 |  | 144.05 | 144.05
2020-12-14 11:00 | LONG | LONG | BALP | 11.19 | 37.6 |  | 37.6 | 26.41 |  | 26.41 | 12.41 | 37.6 |  | 37.6 | 25.19 |  | 25.19 | 12.62 | 37.6 |  | 37.6 | 24.98 |  | 24.98
2020-12-14 12:00 | LONG | LONG | BALP | 11.19 | 37.6 |  | 37.6 | 26.41 |  | 26.41 | 12.41 | 37.6 |  | 37.6 | 25.19 |  | 25.19 | 12.62 | 37.6 |  | 37.6 | 24.98 |  | 24.98
2020-12-14 13:00 | LONG | LONG | BALP | 11.19 | 37.6 |  | 37.6 | 26.41 |  | 26.41 | 12.41 | 37.6 |  | 37.6 | 25.19 |  | 25.19 | 12.62 | 37.6 |  | 37.6 | 24.98 |  | 24.98
2020-12-14 14:00 | LONG | LONG | BALP | 11.19 | 37.6 |  | 37.6 | 26.41 |  | 26.41 | 12.41 | 37.6 |  | 37.6 | 25.19 |  | 25.19 | 12.62 | 37.6 |  | 37.6 | 24.98 |  | 24.98
2020-12-14 15:00 | LONG | LONG | BALP | 11.19 | 16.09 |  | 16.09 | 4.9 |  | 4.9 | 12.41 | 16.09 |  | 16.09 | 3.68 |  | 3.68 | 12.62 | 16.09 |  | 16.09 | 3.47 |  | 3.47
2020-12-14 16:00 | LONG | LONG | BALP | 11.19 | 37.6 |  | 37.6 | 26.41 |  | 26.41 | 12.41 | 37.6 |  | 37.6 | 25.19 |  | 25.19 | 12.62 | 37.6 |  | 37.6 | 24.98 |  | 24.98
2020-12-14 17:00 | SHORT | SHORT | BALP | 11.19 | 180 | 180 |  | 191.19 | 191.19 |  | 12.41 | 180 | 180 |  | 192.41 | 192.41 |  | 12.62 | 180 | 180 |  | 192.62 | 192.62
2020-12-14 18:00 | SHORT | SHORT | BALP | 11.19 | 130.2 | 130.2 |  | 141.39 | 141.39 |  | 12.41 | 130.2 | 130.2 |  | 142.61 | 142.61 |  | 12.62 | 130.2 | 130.2 |  | 142.82 | 142.82
2020-12-14 19:00 | SHORT | SHORT | BALP | 11.19 | 90.2 | 90.2 |  | 101.39 | 101.39 |  | 12.41 | 90.2 | 90.2 |  | 102.61 | 102.61 |  | 12.62 | 90.2 | 90.2 |  | 102.82 | 102.82
2020-12-14 20:00 | LONG | LONG | VoAA | 11.19 | 36 |  | 36 | 24.81 |  | 24.81 | 12.41 | 55.5 |  | 55.5 | 43.09 |  | 43.09 | 12.62 | 75.68 |  | 75.68 | 63.06 |  | 63.06
2020-12-14 21:00 | LONG | LONG | BALP | 11.19 | 20 |  | 20 | 8.81 |  | 8.81 | 12.41 | 20 |  | 20 | 7.59 |  | 7.59 | 12.62 | 20 |  | 20 | 7.38 |  | 7.38
2020-12-14 22:00 | LONG | LONG | BALP | 11.19 | 8.62 |  | 8.62 | -2.57 |  | -2.57 | 12.41 | 8.62 |  | 8.62 | -3.79 |  | -3.79 | 12.62 | 8.62 |  | 8.62 | -4 |  | -4
2020-12-14 23:00 | LONG | LONG | BALP | 11.19 | 20.7 |  | 20.7 | 9.51 |  | 9.51 | 12.41 | 20.7 |  | 20.7 | 8.29 |  | 8.29 | 12.62 | 20.7 |  | 20.7 | 8.08 |  | 8.08
2020-12-15 | LONG | LONG | BALP | 11.19 | 5.7 |  | 5.7 | -5.49 |  | -5.49 | 12.41 | 5.7 |  | 5.7 | -6.71 |  | -6.71 | 12.62 | 5.7 |  | 5.7 | -6.92 |  | -6.92
2020-12-15 01:00 | SHORT | SHORT | BALP | 11.19 | 58 | 58 |  | 69.19 | 69.19 |  | 12.41 | 58 | 58 |  | 70.41 | 70.41 |  | 12.62 | 58 | 58 |  | 70.62 | 70.62
2020-12-15 02:00 | LONG | LONG | VoAA | 11.19 | 41.1 |  | 41.1 | 29.91 |  | 29.91 | 12.41 | 48.6 |  | 48.6 | 36.19 |  | 36.19 | 12.62 | 19.97 |  | 19.97 | 7.35 |  | 7.35
2020-12-15 03:00 | LONG | LONG | VoAA | 11.19 | 0 |  | 0 | -11.19 |  | -11.19 | 12.41 | 11.96 |  | 11.96 | -0.45 |  | -0.45 | 12.62 | 19.02 |  | 19.02 | 6.4 |  | 6.4
2020-12-15 04:00 | LONG | LONG | VoAA | 11.19 | 0 |  | 0 | -11.19 |  | -11.19 | 12.41 | 13.44 |  | 13.44 | 1.03 |  | 1.03 | 12.62 | 18.91 |  | 18.91 | 6.29 |  | 6.29
2020-12-15 05:00 | LONG | LONG | VoAA | 11.19 | 0 |  | 0 | -11.19 |  | -11.19 | 12.41 | 28.05 |  | 28.05 | 15.64 |  | 15.64 | 12.62 | 21.88 |  | 21.88 | 9.26 |  | 9.26
2020-12-15 06:00 | LONG | LONG | BALP | 11.19 | -3.68 |  | -3.68 | -14.87 |  | -14.87 | 12.41 | -3.68 |  | -3.68 | -16.09 |  | -16.09 | 12.62 | -3.68 |  | -3.68 | -16.3 |  | -16.3
2020-12-15 07:00 | LONG | LONG | BALP | 11.19 | 26 |  | 26 | 14.81 |  | 14.81 | 12.41 | 26 |  | 26 | 13.59 |  | 13.59 | 12.62 | 26 |  | 26 | 13.38 |  | 13.38
2020-12-15 08:00 | LONG | LONG | BALP | 11.19 | 18.5 |  | 18.5 | 7.31 |  | 7.31 | 12.41 | 18.5 |  | 18.5 | 6.09 |  | 6.09 | 12.62 | 18.5 |  | 18.5 | 5.88 |  | 5.88
2020-12-15 09:00 | LONG | LONG | BALP | 11.19 | 20 |  | 20 | 8.81 |  | 8.81 | 12.41 | 20 |  | 20 | 7.59 |  | 7.59 | 12.62 | 20 |  | 20 | 7.38 |  | 7.38
2020-12-15 10:00 | SHORT | SHORT | BALP | 11.19 | 70.87 | 70.87 |  | 82.06 | 82.06 |  | 12.41 | 70.87 | 70.87 |  | 83.28 | 83.28 |  | 12.62 | 70.87 | 70.87 |  | 83.49 | 83.49
2020-12-15 11:00 | SHORT | SHORT | BALP | 11.19 | 69.7 | 69.7 |  | 80.89 | 80.89 |  | 12.41 | 69.7 | 69.7 |  | 82.11 | 82.11 |  | 12.62 | 69.7 | 69.7 |  | 82.32 | 82.32
2020-12-15 12:00 | LONG | LONG | BALP | 11.19 | 26.6 |  | 26.6 | 15.41 |  | 15.41 | 12.41 | 26.6 |  | 26.6 | 14.19 |  | 14.19 | 12.62 | 26.6 |  | 26.6 | 13.98 |  | 13.98
2020-12-15 13:00 | SHORT | LONG | BALP | 11.19 | 68.12 | 68.12 |  | 79.31 | 79.31 |  | 12.41 | 68.12 | 68.12 |  | 80.53 | 80.53 |  | 12.62 | 66.12 |  | 66.12 | 53.5 |  | 53.5
2020-12-15 14:00 | SHORT | SHORT | BALP | 11.19 | 68.87 | 68.87 |  | 80.06 | 80.06 |  | 12.41 | 68.87 | 68.87 |  | 81.28 | 81.28 |  | 12.62 | 68.87 | 68.87 |  | 81.49 | 81.49
2020-12-15 15:00 | LONG | LONG | VoAA | 11.19 | 32 |  | 32 | 20.81 |  | 20.81 | 12.41 | 51.43 |  | 51.43 | 39.02 |  | 39.02 | 12.62 | 68.85 |  | 68.85 | 56.23 |  | 56.23
2020-12-15 16:00 | LONG | LONG | BALP | 11.19 | 57.48 |  | 57.48 | 46.29 |  | 46.29 | 12.41 | 57.48 |  | 57.48 | 45.07 |  | 45.07 | 12.62 | 57.48 |  | 57.48 | 44.86 |  | 44.86
2020-12-15 17:00 | LONG | LONG | BALP | 11.19 | 68.89 |  | 68.89 | 57.7 |  | 57.7 | 12.41 | 68.89 |  | 68.89 | 56.48 |  | 56.48 | 12.62 | 68.89 |  | 68.89 | 56.27 |  | 56.27
2020-12-15 18:00 | SHORT | SHORT | BALP | 11.19 | 95 | 95 |  | 106.19 | 106.19 |  | 12.41 | 95 | 95 |  | 107.41 | 107.41 |  | 12.62 | 95 | 95 |  | 107.62 | 107.62
2020-12-15 19:00 | SHORT | SHORT | BALP | 11.19 | 78.4 | 78.4 |  | 89.59 | 89.59 |  | 12.41 | 78.4 | 78.4 |  | 90.81 | 90.81 |  | 12.62 | 78.4 | 78.4 |  | 91.02 | 91.02
2020-12-15 20:00 | SHORT | SHORT | BALP | 11.19 | 73.1 | 73.1 |  | 84.29 | 84.29 |  | 12.41 | 73.1 | 73.1 |  | 85.51 | 85.51 |  | 12.62 | 73.1 | 73.1 |  | 85.72 | 85.72
2020-12-15 21:00 | LONG | LONG | BALP | 11.19 | 18.5 |  | 18.5 | 7.31 |  | 7.31 | 12.41 | 18.5 |  | 18.5 | 6.09 |  | 6.09 | 12.62 | 18.5 |  | 18.5 | 5.88 |  | 5.88
2020-12-15 22:00 | LONG | LONG | BALP | 11.19 | 18.5 |  | 18.5 | 7.31 |  | 7.31 | 12.41 | 18.5 |  | 18.5 | 6.09 |  | 6.09 | 12.62 | 18.5 |  | 18.5 | 5.88 |  | 5.88
2020-12-15 23:00 | LONG | LONG | BALP | 11.19 | 25.37 |  | 25.37 | 14.18 |  | 14.18 | 12.41 | 25.37 |  | 25.37 | 12.96 |  | 12.96 | 12.62 | 25.37 |  | 25.37 | 12.75 |  | 12.75
2020-12-16 | SHORT | SHORT | BALP | 11.19 | 65 | 65 |  | 76.19 | 76.19 |  | 12.41 | 65 | 65 |  | 77.41 | 77.41 |  | 12.62 | 65 | 65 |  | 77.62 | 77.62
2020-12-16 01:00 | SHORT | SHORT | BALP | 11.19 | 58 | 58 |  | 69.19 | 69.19 |  | 12.41 | 58 | 58 |  | 70.41 | 70.41 |  | 12.62 | 58 | 58 |  | 70.62 | 70.62
2020-12-16 02:00 | SHORT | SHORT | BALP | 11.19 | 58 | 58 |  | 69.19 | 69.19 |  | 12.41 | 58 | 58 |  | 70.41 | 70.41 |  | 12.62 | 58 | 58 |  | 70.62 | 70.62
2020-12-16 03:00 | SHORT | SHORT | VoAA | 11.19 | 58 | 58 |  | 69.19 | 69.19 |  | 12.41 | 51.9 | 51.9 |  | 64.31 | 64.31 |  | 12.62 | 19.82 | 19.82 |  | 32.44 | 32.44
2020-12-16 04:00 | LONG | LONG | VoAA | 11.19 | 45.8 |  | 45.8 | 34.61 |  | 34.61 | 12.41 | 25.4 |  | 25.4 | 12.99 |  | 12.99 | 12.62 | 19.9 |  | 19.9 | 7.28 |  | 7.28
2020-12-16 05:00 | LONG | LONG | VoAA | 11.19 | 26.8 |  | 26.8 | 15.61 |  | 15.61 | 12.41 | 15.9 |  | 15.9 | 3.49 |  | 3.49 | 12.62 | 21.07 |  | 21.07 | 8.45 |  | 8.45
2020-12-16 06:00 | LONG | LONG | BALP | 11.19 | -2.42 |  | -2.42 | -13.61 |  | -13.61 | 12.41 | -2.42 |  | -2.42 | -14.83 |  | -14.83 | 12.62 | -2.42 |  | -2.42 | -15.04 |  | -15.04
2020-12-16 07:00 | LONG | LONG | BALP | 11.19 | 4.58 |  | 4.58 | -6.61 |  | -6.61 | 12.41 | 4.58 |  | 4.58 | -7.83 |  | -7.83 | 12.62 | 4.58 |  | 4.58 | -8.04 |  | -8.04
2020-12-16 08:00 | LONG | LONG | BALP | 11.19 | 17.29 |  | 17.29 | 6.1 |  | 6.1 | 12.41 | 17.29 |  | 17.29 | 4.88 |  | 4.88 | 12.62 | 17.29 |  | 17.29 | 4.67 |  | 4.67
2020-12-16 09:00 | LONG | LONG | BALP | 11.19 | 17.5 |  | 17.5 | 6.31 |  | 6.31 | 12.41 | 17.5 |  | 17.5 | 5.09 |  | 5.09 | 12.62 | 17.5 |  | 17.5 | 4.88 |  | 4.88
2020-12-16 10:00 | LONG | LONG | BALP | 11.19 | 18.5 |  | 18.5 | 7.31 |  | 7.31 | 12.41 | 18.5 |  | 18.5 | 6.09 |  | 6.09 | 12.62 | 18.5 |  | 18.5 | 5.88 |  | 5.88
2020-12-16 11:00 | SHORT | SHORT | BALP | 11.19 | 81.5 | 81.5 |  | 92.69 | 92.69 |  | 12.41 | 81.5 | 81.5 |  | 93.91 | 93.91 |  | 12.62 | 81.5 | 81.5 |  | 94.12 | 94.12
2020-12-16 12:00 | SHORT | SHORT | BALP | 11.19 | 81.5 | 81.5 |  | 92.69 | 92.69 |  | 12.41 | 81.5 | 81.5 |  | 93.91 | 93.91 |  | 12.62 | 81.5 | 81.5 |  | 94.12 | 94.12
2020-12-16 13:00 | LONG | LONG | BALP | 11.19 | 32 |  | 32 | 20.81 |  | 20.81 | 12.41 | 32 |  | 32 | 19.59 |  | 19.59 | 12.62 | 32 |  | 32 | 19.38 |  | 19.38
2020-12-16 14:00 | SHORT | SHORT | BALP | 11.19 | 95 | 95 |  | 106.19 | 106.19 |  | 12.41 | 95 | 95 |  | 107.41 | 107.41 |  | 12.62 | 95 | 95 |  | 107.62 | 107.62
2020-12-16 15:00 | LONG | LONG | BALP | 11.19 | 19 |  | 19 | 7.81 |  | 7.81 | 12.41 | 19 |  | 19 | 6.59 |  | 6.59 | 12.62 | 19 |  | 19 | 6.38 |  | 6.38
2020-12-16 16:00 | LONG | LONG | BALP | 11.19 | 19 |  | 19 | 7.81 |  | 7.81 | 12.41 | 19 |  | 19 | 6.59 |  | 6.59 | 12.62 | 19 |  | 19 | 6.38 |  | 6.38
2020-12-16 17:00 | LONG | LONG | BALP | 11.19 | 20.32 |  | 20.32 | 9.13 |  | 9.13 | 12.41 | 20.32 |  | 20.32 | 7.91 |  | 7.91 | 12.62 | 20.32 |  | 20.32 | 7.7 |  | 7.7
2020-12-16 18:00 | LONG | LONG | BALP | 11.19 | 16 |  | 16 | 4.81 |  | 4.81 | 12.41 | 16 |  | 16 | 3.59 |  | 3.59 | 12.62 | 16 |  | 16 | 3.38 |  | 3.38
2020-12-16 19:00 | LONG | LONG | BALP | 11.19 | 20.5 |  | 20.5 | 9.31 |  | 9.31 | 12.41 | 20.5 |  | 20.5 | 8.09 |  | 8.09 | 12.62 | 20.5 |  | 20.5 | 7.88 |  | 7.88
2020-12-16 20:00 | LONG | LONG | BALP | 11.19 | 18 |  | 18 | 6.81 |  | 6.81 | 12.41 | 18 |  | 18 | 5.59 |  | 5.59 | 12.62 | 18 |  | 18 | 5.38 |  | 5.38
2020-12-16 21:00 | LONG | LONG | BALP | 11.19 | 10 |  | 10 | -1.19 |  | -1.19 | 12.41 | 10 |  | 10 | -2.41 |  | -2.41 | 12.62 | 10 |  | 10 | -2.62 |  | -2.62
2020-12-16 22:00 | LONG | LONG | BALP | 11.19 | 15.6 |  | 15.6 | 4.41 |  | 4.41 | 12.41 | 15.6 |  | 15.6 | 3.19 |  | 3.19 | 12.62 | 15.6 |  | 15.6 | 2.98 |  | 2.98
2020-12-16 23:00 | LONG | LONG | BALP | 11.19 | 15.6 |  | 15.6 | 4.41 |  | 4.41 | 12.41 | 15.6 |  | 15.6 | 3.19 |  | 3.19 | 12.62 | 15.6 |  | 15.6 | 2.98 |  | 2.98
2020-12-17 | LONG | LONG | BALP | 11.19 | 25.02 |  | 25.02 | 13.83 |  | 13.83 | 12.41 | 25.02 |  | 25.02 | 12.61 |  | 12.61 | 12.62 | 25.02 |  | 25.02 | 12.4 |  | 12.4
2020-12-17 01:00 | LONG | LONG | BALP | 11.19 | 16 |  | 16 | 4.81 |  | 4.81 | 12.41 | 16 |  | 16 | 3.59 |  | 3.59 | 12.62 | 16 |  | 16 | 3.38 |  | 3.38
2020-12-17 02:00 | LONG | LONG | BALP | 11.19 | 18.07 |  | 18.07 | 6.88 |  | 6.88 | 12.41 | 18.07 |  | 18.07 | 5.66 |  | 5.66 | 12.62 | 18.07 |  | 18.07 | 5.45 |  | 5.45
2020-12-17 03:00 | LONG | LONG | BALP | 11.19 | 17.68 |  | 17.68 | 6.49 |  | 6.49 | 12.41 | 17.68 |  | 17.68 | 5.27 |  | 5.27 | 12.62 | 17.68 |  | 17.68 | 5.06 |  | 5.06
2020-12-17 04:00 | LONG | LONG | BALP | 11.19 | 17.64 |  | 17.64 | 6.45 |  | 6.45 | 12.41 | 17.64 |  | 17.64 | 5.23 |  | 5.23 | 12.62 | 17.64 |  | 17.64 | 5.02 |  | 5.02
2020-12-17 05:00 | LONG | LONG | BALP | 11.19 | 18.96 |  | 18.96 | 7.77 |  | 7.77 | 12.41 | 18.96 |  | 18.96 | 6.55 |  | 6.55 | 12.62 | 18.96 |  | 18.96 | 6.34 |  | 6.34
2020-12-17 06:00 | LONG | LONG | BALP | 11.19 | 16 |  | 16 | 4.81 |  | 4.81 | 12.41 | 16 |  | 16 | 3.59 |  | 3.59 | 12.62 | 16 |  | 16 | 3.38 |  | 3.38
2020-12-17 07:00 | LONG | LONG | BALP | 11.19 | 18 |  | 18 | 6.81 |  | 6.81 | 12.41 | 18 |  | 18 | 5.59 |  | 5.59 | 12.62 | 18 |  | 18 | 5.38 |  | 5.38
2020-12-17 08:00 | LONG | LONG | BALP | 11.19 | 51.2 |  | 51.2 | 40.01 |  | 40.01 | 12.41 | 51.2 |  | 51.2 | 38.79 |  | 38.79 | 12.62 | 51.2 |  | 51.2 | 38.58 |  | 38.58
2020-12-17 09:00 | LONG | LONG | BALP | 11.19 | 18 |  | 18 | 6.81 |  | 6.81 | 12.41 | 18 |  | 18 | 5.59 |  | 5.59 | 12.62 | 18 |  | 18 | 5.38 |  | 5.38
2020-12-17 10:00 | LONG | LONG | BALP | 11.19 | 37.47 |  | 37.47 | 26.28 |  | 26.28 | 12.41 | 37.47 |  | 37.47 | 25.06 |  | 25.06 | 12.62 | 37.47 |  | 37.47 | 24.85 |  | 24.85
2020-12-17 11:00 | LONG | LONG | VoAA | 11.19 | 33.2 |  | 33.2 | 22.01 |  | 22.01 | 12.41 | 52.7 |  | 52.7 | 40.29 |  | 40.29 | 12.62 | 72.06 |  | 72.06 | 59.44 |  | 59.44
2020-12-17 12:00 | LONG | LONG | BALP | 11.19 | 32 |  | 32 | 20.81 |  | 20.81 | 12.41 | 32 |  | 32 | 19.59 |  | 19.59 | 12.62 | 32 |  | 32 | 19.38 |  | 19.38
2020-12-17 13:00 | LONG | LONG | BALP | 11.19 | 18 |  | 18 | 6.81 |  | 6.81 | 12.41 | 18 |  | 18 | 5.59 |  | 5.59 | 12.62 | 18 |  | 18 | 5.38 |  | 5.38
2020-12-17 14:00 | LONG | LONG | BALP | 11.19 | 26 |  | 26 | 14.81 |  | 14.81 | 12.41 | 26 |  | 26 | 13.59 |  | 13.59 | 12.62 | 26 |  | 26 | 13.38 |  | 13.38
2020-12-17 15:00 | LONG | LONG | BALP | 11.19 | 38.2 |  | 38.2 | 27.01 |  | 27.01 | 12.41 | 38.2 |  | 38.2 | 25.79 |  | 25.79 | 12.62 | 38.2 |  | 38.2 | 25.58 |  | 25.58
2020-12-17 16:00 | LONG | LONG | BALP | 11.19 | 51.2 |  | 51.2 | 40.01 |  | 40.01 | 12.41 | 51.2 |  | 51.2 | 38.79 |  | 38.79 | 12.62 | 51.2 |  | 51.2 | 38.58 |  | 38.58
2020-12-17 17:00 | LONG | LONG | BALP | 11.19 | 24 |  | 24 | 12.81 |  | 12.81 | 12.41 | 24 |  | 24 | 11.59 |  | 11.59 | 12.62 | 24 |  | 24 | 11.38 |  | 11.38
2020-12-17 18:00 | LONG | LONG | BALP | 11.19 | 10 |  | 10 | -1.19 |  | -1.19 | 12.41 | 10 |  | 10 | -2.41 |  | -2.41 | 12.62 | 10 |  | 10 | -2.62 |  | -2.62
2020-12-17 19:00 | LONG | LONG | BALP | 11.19 | 18 |  | 18 | 6.81 |  | 6.81 | 12.41 | 18 |  | 18 | 5.59 |  | 5.59 | 12.62 | 18 |  | 18 | 5.38 |  | 5.38
2020-12-17 20:00 | LONG | LONG | BALP | 11.19 | 24 |  | 24 | 12.81 |  | 12.81 | 12.41 | 24 |  | 24 | 11.59 |  | 11.59 | 12.62 | 24 |  | 24 | 11.38 |  | 11.38
2020-12-17 21:00 | LONG | LONG | BALP | 11.19 | 10 |  | 10 | -1.19 |  | -1.19 | 12.41 | 10 |  | 10 | -2.41 |  | -2.41 | 12.62 | 10 |  | 10 | -2.62 |  | -2.62
2020-12-17 22:00 | LONG | LONG | BALP | 11.19 | 9.69 |  | 9.69 | -1.5 |  | -1.5 | 12.41 | 9.69 |  | 9.69 | -2.72 |  | -2.72 | 12.62 | 9.69 |  | 9.69 | -2.93 |  | -2.93
2020-12-17 23:00 | LONG | LONG | BALP | 11.19 | 17 |  | 17 | 5.81 |  | 5.81 | 12.41 | 17 |  | 17 | 4.59 |  | 4.59 | 12.62 | 17 |  | 17 | 4.38 |  | 4.38
2020-12-18 | SHORT | SHORT | BALP | 11.19 | 71 | 71 |  | 82.19 | 82.19 |  | 12.41 | 71 | 71 |  | 83.41 | 83.41 |  | 12.62 | 71 | 71 |  | 83.62 | 83.62
2020-12-18 01:00 | SHORT | SHORT | BALP | 11.19 | 55.7 | 55.7 |  | 66.89 | 66.89 |  | 12.41 | 55.7 | 55.7 |  | 68.11 | 68.11 |  | 12.62 | 55.7 | 55.7 |  | 68.32 | 68.32
2020-12-18 02:00 | LONG | LONG | VoAA | 11.19 | 0 |  | 0 | -11.19 |  | -11.19 | 12.41 | 10.99 |  | 10.99 | -1.42 |  | -1.42 | 12.62 | 17.61 |  | 17.61 | 4.99 |  | 4.99
2020-12-18 03:00 | LONG | LONG | VoAA | 11.19 | 0 |  | 0 | -11.19 |  | -11.19 | 12.41 | 10.98 |  | 10.98 | -1.43 |  | -1.43 | 12.62 | 16.98 |  | 16.98 | 4.36 |  | 4.36
2020-12-18 04:00 | LONG | LONG | VoAA | 11.19 | 0 |  | 0 | -11.19 |  | -11.19 | 12.41 | 11.8 |  | 11.8 | -0.61 |  | -0.61 | 12.62 | 16.96 |  | 16.96 | 4.34 |  | 4.34
2020-12-18 05:00 | LONG | LONG | BALP | 11.19 | 18.59 |  | 18.59 | 7.4 |  | 7.4 | 12.41 | 18.59 |  | 18.59 | 6.18 |  | 6.18 | 12.62 | 18.59 |  | 18.59 | 5.97 |  | 5.97
2020-12-18 06:00 | LONG | LONG | BALP | 11.19 | 19.67 |  | 19.67 | 8.48 |  | 8.48 | 12.41 | 19.67 |  | 19.67 | 7.26 |  | 7.26 | 12.62 | 19.67 |  | 19.67 | 7.05 |  | 7.05
2020-12-18 07:00 | LONG | LONG | BALP | 11.19 | 28 |  | 28 | 16.81 |  | 16.81 | 12.41 | 28 |  | 28 | 15.59 |  | 15.59 | 12.62 | 28 |  | 28 | 15.38 |  | 15.38
2020-12-18 08:00 | LONG | LONG | BALP | 11.19 | 70.04 |  | 70.04 | 58.85 |  | 58.85 | 12.41 | 70.04 |  | 70.04 | 57.63 |  | 57.63 | 12.62 | 70.04 |  | 70.04 | 57.42 |  | 57.42
2020-12-18 09:00 | SHORT | SHORT | BALP | 11.19 | 76.01 | 76.01 |  | 87.2 | 87.2 |  | 12.41 | 76.01 | 76.01 |  | 88.42 | 88.42 |  | 12.62 | 76.01 | 76.01 |  | 88.63 | 88.63
2020-12-18 10:00 | LONG | LONG | BALP | 11.19 | 34.4 |  | 34.4 | 23.21 |  | 23.21 | 12.41 | 34.4 |  | 34.4 | 21.99 |  | 21.99 | 12.62 | 34.4 |  | 34.4 | 21.78 |  | 21.78
2020-12-18 11:00 | LONG | LONG | BALP | 11.19 | 17.5 |  | 17.5 | 6.31 |  | 6.31 | 12.41 | 17.5 |  | 17.5 | 5.09 |  | 5.09 | 12.62 | 17.5 |  | 17.5 | 4.88 |  | 4.88
2020-12-18 12:00 | LONG | LONG | BALP | 11.19 | 15.5 |  | 15.5 | 4.31 |  | 4.31 | 12.41 | 15.5 |  | 15.5 | 3.09 |  | 3.09 | 12.62 | 15.5 |  | 15.5 | 2.88 |  | 2.88
2020-12-18 13:00 | LONG | LONG | BALP | 11.19 | 15.5 |  | 15.5 | 4.31 |  | 4.31 | 12.41 | 15.5 |  | 15.5 | 3.09 |  | 3.09 | 12.62 | 15.5 |  | 15.5 | 2.88 |  | 2.88
2020-12-18 14:00 | LONG | LONG | BALP | 11.19 | 15.5 |  | 15.5 | 4.31 |  | 4.31 | 12.41 | 15.5 |  | 15.5 | 3.09 |  | 3.09 | 12.62 | 15.5 |  | 15.5 | 2.88 |  | 2.88
2020-12-18 15:00 | LONG | LONG | BALP | 11.19 | 17 |  | 17 | 5.81 |  | 5.81 | 12.41 | 17 |  | 17 | 4.59 |  | 4.59 | 12.62 | 17 |  | 17 | 4.38 |  | 4.38
2020-12-18 16:00 | LONG | LONG | BALP | 11.19 | 21 |  | 21 | 9.81 |  | 9.81 | 12.41 | 21 |  | 21 | 8.59 |  | 8.59 | 12.62 | 21 |  | 21 | 8.38 |  | 8.38
2020-12-18 17:00 | LONG | LONG | BALP | 11.19 | 21 |  | 21 | 9.81 |  | 9.81 | 12.41 | 21 |  | 21 | 8.59 |  | 8.59 | 12.62 | 21 |  | 21 | 8.38 |  | 8.38
2020-12-18 18:00 | LONG | LONG | BALP | 11.19 | 19 |  | 19 | 7.81 |  | 7.81 | 12.41 | 19 |  | 19 | 6.59 |  | 6.59 | 12.62 | 19 |  | 19 | 6.38 |  | 6.38
2020-12-18 19:00 | LONG | LONG | BALP | 11.19 | 24 |  | 24 | 12.81 |  | 12.81 | 12.41 | 24 |  | 24 | 11.59 |  | 11.59 | 12.62 | 24 |  | 24 | 11.38 |  | 11.38
2020-12-18 20:00 | LONG | LONG | BALP | 11.19 | 24 |  | 24 | 12.81 |  | 12.81 | 12.41 | 24 |  | 24 | 11.59 |  | 11.59 | 12.62 | 24 |  | 24 | 11.38 |  | 11.38
2020-12-18 21:00 | LONG | LONG | BALP | 11.19 | 10 |  | 10 | -1.19 |  | -1.19 | 12.41 | 10 |  | 10 | -2.41 |  | -2.41 | 12.62 | 10 |  | 10 | -2.62 |  | -2.62
2020-12-18 22:00 | LONG | LONG | BALP | 11.19 | 14 |  | 14 | 2.81 |  | 2.81 | 12.41 | 14 |  | 14 | 1.59 |  | 1.59 | 12.62 | 14 |  | 14 | 1.38 |  | 1.38
2020-12-18 23:00 | LONG | LONG | BALP | 11.19 | 14 |  | 14 | 2.81 |  | 2.81 | 12.41 | 14 |  | 14 | 1.59 |  | 1.59 | 12.62 | 14 |  | 14 | 1.38 |  | 1.38
2020-12-19 | LONG | LONG | BALP | 11.19 | 1 |  | 1 | -10.19 |  | -10.19 | 12.41 | 1 |  | 1 | -11.41 |  | -11.41 | 12.62 | 1 |  | 1 | -11.62 |  | -11.62
2020-12-19 01:00 | LONG | LONG | BALP | 11.19 | 11.41 |  | 11.41 | 0.22 |  | 0.22 | 12.41 | 11.41 |  | 11.41 | -1 |  | -1 | 12.62 | 11.41 |  | 11.41 | -1.21 |  | -1.21
2020-12-19 02:00 | LONG | LONG | BALP | 11.19 | 24.02 |  | 24.02 | 12.83 |  | 12.83 | 12.41 | 24.02 |  | 24.02 | 11.61 |  | 11.61 | 12.62 | 24.02 |  | 24.02 | 11.4 |  | 11.4
2020-12-19 03:00 | LONG | LONG | BALP | 11.19 | 12.86 |  | 12.86 | 1.67 |  | 1.67 | 12.41 | 12.86 |  | 12.86 | 0.45 |  | 0.45 | 12.62 | 12.86 |  | 12.86 | 0.24 |  | 0.24
2020-12-19 04:00 | LONG | LONG | BALP | 11.19 | 12.86 |  | 12.86 | 1.67 |  | 1.67 | 12.41 | 12.86 |  | 12.86 | 0.45 |  | 0.45 | 12.62 | 12.86 |  | 12.86 | 0.24 |  | 0.24
2020-12-19 05:00 | LONG | LONG | BALP | 11.19 | 24.01 |  | 24.01 | 12.82 |  | 12.82 | 12.41 | 24.01 |  | 24.01 | 11.6 |  | 11.6 | 12.62 | 24.01 |  | 24.01 | 11.39 |  | 11.39
2020-12-19 06:00 | LONG | LONG | BALP | 11.19 | 5.12 |  | 5.12 | -6.07 |  | -6.07 | 12.41 | 5.12 |  | 5.12 | -7.29 |  | -7.29 | 12.62 | 5.12 |  | 5.12 | -7.5 |  | -7.5
2020-12-19 07:00 | SHORT | SHORT | BALP | 11.19 | 75.8 | 75.8 |  | 86.99 | 86.99 |  | 12.41 | 75.8 | 75.8 |  | 88.21 | 88.21 |  | 12.62 | 75.8 | 75.8 |  | 88.42 | 88.42
2020-12-19 08:00 | LONG | LONG | BALP | 11.19 | 1 |  | 1 | -10.19 |  | -10.19 | 12.41 | 1 |  | 1 | -11.41 |  | -11.41 | 12.62 | 1 |  | 1 | -11.62 |  | -11.62
2020-12-19 09:00 | LONG | LONG | BALP | 11.19 | 1 |  | 1 | -10.19 |  | -10.19 | 12.41 | 1 |  | 1 | -11.41 |  | -11.41 | 12.62 | 1 |  | 1 | -11.62 |  | -11.62
2020-12-19 10:00 | LONG | LONG | BALP | 11.19 | 13.5 |  | 13.5 | 2.31 |  | 2.31 | 12.41 | 13.5 |  | 13.5 | 1.09 |  | 1.09 | 12.62 | 13.5 |  | 13.5 | 0.88 |  | 0.88
2020-12-19 11:00 | LONG | LONG | BALP | 11.19 | 24.02 |  | 24.02 | 12.83 |  | 12.83 | 12.41 | 24.02 |  | 24.02 | 11.61 |  | 11.61 | 12.62 | 24.02 |  | 24.02 | 11.4 |  | 11.4
2020-12-19 12:00 | LONG | LONG | BALP | 11.19 | 25 |  | 25 | 13.81 |  | 13.81 | 12.41 | 25 |  | 25 | 12.59 |  | 12.59 | 12.62 | 25 |  | 25 | 12.38 |  | 12.38
2020-12-19 13:00 | LONG | LONG | BALP | 11.19 | 25 |  | 25 | 13.81 |  | 13.81 | 12.41 | 25 |  | 25 | 12.59 |  | 12.59 | 12.62 | 25 |  | 25 | 12.38 |  | 12.38
2020-12-19 14:00 | LONG | LONG | BALP | 11.19 | 25 |  | 25 | 13.81 |  | 13.81 | 12.41 | 25 |  | 25 | 12.59 |  | 12.59 | 12.62 | 25 |  | 25 | 12.38 |  | 12.38
2020-12-19 15:00 | LONG | LONG | BALP | 11.19 | 25 |  | 25 | 13.81 |  | 13.81 | 12.41 | 25 |  | 25 | 12.59 |  | 12.59 | 12.62 | 25 |  | 25 | 12.38 |  | 12.38
2020-12-19 16:00 | LONG | LONG | BALP | 11.19 | 23.34 |  | 23.34 | 12.15 |  | 12.15 | 12.41 | 23.34 |  | 23.34 | 10.93 |  | 10.93 | 12.62 | 23.34 |  | 23.34 | 10.72 |  | 10.72
2020-12-19 17:00 | LONG | LONG | BALP | 11.19 | 14.5 |  | 14.5 | 3.31 |  | 3.31 | 12.41 | 14.5 |  | 14.5 | 2.09 |  | 2.09 | 12.62 | 14.5 |  | 14.5 | 1.88 |  | 1.88
2020-12-19 18:00 | LONG | LONG | BALP | 11.19 | 15.18 |  | 15.18 | 3.99 |  | 3.99 | 12.41 | 15.18 |  | 15.18 | 2.77 |  | 2.77 | 12.62 | 15.18 |  | 15.18 | 2.56 |  | 2.56
2020-12-19 19:00 | LONG | LONG | BALP | 11.19 | 25.21 |  | 25.21 | 14.02 |  | 14.02 | 12.41 | 25.21 |  | 25.21 | 12.8 |  | 12.8 | 12.62 | 25.21 |  | 25.21 | 12.59 |  | 12.59
2020-12-19 20:00 | LONG | LONG | VoAA | 11.19 | 11.8 |  | 11.8 | 0.61 |  | 0.61 | 12.41 | 16.7 |  | 16.7 | 4.29 |  | 4.29 | 12.62 | 18.23 |  | 18.23 | 5.61 |  | 5.61
2020-12-19 21:00 | LONG | LONG | BALP | 11.19 | 1 |  | 1 | -10.19 |  | -10.19 | 12.41 | 1 |  | 1 | -11.41 |  | -11.41 | 12.62 | 1 |  | 1 | -11.62 |  | -11.62
2020-12-19 22:00 | LONG | LONG | BALP | 11.19 | 12.38 |  | 12.38 | 1.19 |  | 1.19 | 12.41 | 12.38 |  | 12.38 | -0.03 |  | -0.03 | 12.62 | 12.38 |  | 12.38 | -0.24 |  | -0.24
2020-12-19 23:00 | LONG | LONG | BALP | 11.19 | 15.77 |  | 15.77 | 4.58 |  | 4.58 | 12.41 | 15.77 |  | 15.77 | 3.36 |  | 3.36 | 12.62 | 15.77 |  | 15.77 | 3.15 |  | 3.15
2020-12-20 | LONG | LONG | BALP | 11.19 | 2.79 |  | 2.79 | -8.4 |  | -8.4 | 12.41 | 2.79 |  | 2.79 | -9.62 |  | -9.62 | 12.62 | 2.79 |  | 2.79 | -9.83 |  | -9.83
2020-12-20 01:00 | LONG | LONG | BALP | 11.19 | 2.04 |  | 2.04 | -9.15 |  | -9.15 | 12.41 | 2.04 |  | 2.04 | -10.37 |  | -10.37 | 12.62 | 2.04 |  | 2.04 | -10.58 |  | -10.58
2020-12-20 02:00 | LONG | LONG | BALP | 11.19 | 18.05 |  | 18.05 | 6.86 |  | 6.86 | 12.41 | 18.05 |  | 18.05 | 5.64 |  | 5.64 | 12.62 | 18.05 |  | 18.05 | 5.43 |  | 5.43
2020-12-20 03:00 | LONG | LONG | BALP | 11.19 | 0.29 |  | 0.29 | -10.9 |  | -10.9 | 12.41 | 0.29 |  | 0.29 | -12.12 |  | -12.12 | 12.62 | 0.29 |  | 0.29 | -12.33 |  | -12.33
2020-12-20 04:00 | LONG | LONG | BALP | 11.19 | 0.29 |  | 0.29 | -10.9 |  | -10.9 | 12.41 | 0.29 |  | 0.29 | -12.12 |  | -12.12 | 12.62 | 0.29 |  | 0.29 | -12.33 |  | -12.33
2020-12-20 05:00 | LONG | LONG | VoAA | 11.19 | 0 |  | 0 | -11.19 |  | -11.19 | 12.41 | 8.51 |  | 8.51 | -3.9 |  | -3.9 | 12.62 | 11.81 |  | 11.81 | -0.81 |  | -0.81
2020-12-20 06:00 | LONG | LONG | VoAA | 11.19 | 0 |  | 0 | -11.19 |  | -11.19 | 12.41 | 8.66 |  | 8.66 | -3.75 |  | -3.75 | 12.62 | 12.01 |  | 12.01 | -0.61 |  | -0.61
2020-12-20 07:00 | LONG | LONG | BALP | 11.19 | 8.5 |  | 8.5 | -2.69 |  | -2.69 | 12.41 | 8.5 |  | 8.5 | -3.91 |  | -3.91 | 12.62 | 8.5 |  | 8.5 | -4.12 |  | -4.12
2020-12-20 08:00 | LONG | LONG | BALP | 11.19 | -9.28 |  | -9.28 | -20.47 |  | -20.47 | 12.41 | -9.28 |  | -9.28 | -21.69 |  | -21.69 | 12.62 | -9.28 |  | -9.28 | -21.9 |  | -21.9
2020-12-20 09:00 | LONG | LONG | BALP | 11.19 | 8.5 |  | 8.5 | -2.69 |  | -2.69 | 12.41 | 8.5 |  | 8.5 | -3.91 |  | -3.91 | 12.62 | 8.5 |  | 8.5 | -4.12 |  | -4.12
2020-12-20 10:00 | LONG | LONG | VoAA | 11.19 | 1 |  | 1 | -10.19 |  | -10.19 | 12.41 | 20.35 |  | 20.35 | 7.94 |  | 7.94 | 12.62 | 14.69 |  | 14.69 | 2.07 |  | 2.07
2020-12-20 11:00 | SHORT | SHORT | BALP | 11.19 | 80 | 80 |  | 91.19 | 91.19 |  | 12.41 | 80 | 80 |  | 92.41 | 92.41 |  | 12.62 | 80 | 80 |  | 92.62 | 92.62
2020-12-20 12:00 | SHORT | SHORT | BALP | 11.19 | 84 | 84 |  | 95.19 | 95.19 |  | 12.41 | 84 | 84 |  | 96.41 | 96.41 |  | 12.62 | 84 | 84 |  | 96.62 | 96.62
2020-12-20 13:00 | SHORT | SHORT | BALP | 11.19 | 84 | 84 |  | 95.19 | 95.19 |  | 12.41 | 84 | 84 |  | 96.41 | 96.41 |  | 12.62 | 84 | 84 |  | 96.62 | 96.62
2020-12-20 14:00 | SHORT | SHORT | BALP | 11.19 | 84 | 84 |  | 95.19 | 95.19 |  | 12.41 | 84 | 84 |  | 96.41 | 96.41 |  | 12.62 | 84 | 84 |  | 96.62 | 96.62
2020-12-20 15:00 | SHORT | SHORT | BALP | 11.19 | 84 | 84 |  | 95.19 | 95.19 |  | 12.41 | 84 | 84 |  | 96.41 | 96.41 |  | 12.62 | 84 | 84 |  | 96.62 | 96.62
2020-12-20 16:00 | SHORT | SHORT | BALP | 11.19 | 84 | 84 |  | 95.19 | 95.19 |  | 12.41 | 84 | 84 |  | 96.41 | 96.41 |  | 12.62 | 84 | 84 |  | 96.62 | 96.62
2020-12-20 17:00 | SHORT | SHORT | BALP | 11.19 | 84 | 84 |  | 95.19 | 95.19 |  | 12.41 | 84 | 84 |  | 96.41 | 96.41 |  | 12.62 | 84 | 84 |  | 96.62 | 96.62
2020-12-20 18:00 | SHORT | SHORT | BALP | 11.19 | 84 | 84 |  | 95.19 | 95.19 |  | 12.41 | 84 | 84 |  | 96.41 | 96.41 |  | 12.62 | 84 | 84 |  | 96.62 | 96.62
2020-12-20 19:00 | SHORT | SHORT | BALP | 11.19 | 80 | 80 |  | 91.19 | 91.19 |  | 12.41 | 80 | 80 |  | 92.41 | 92.41 |  | 12.62 | 80 | 80 |  | 92.62 | 92.62
2020-12-20 20:00 | LONG | LONG | VoAA | 11.19 | 20 |  | 20 | 8.81 |  | 8.81 | 12.41 | 40.05 |  | 40.05 | 27.64 |  | 27.64 | 12.62 | 53.12 |  | 53.12 | 40.5 |  | 40.5
2020-12-20 21:00 | SHORT | SHORT | BALP | 11.19 | 80 | 80 |  | 91.19 | 91.19 |  | 12.41 | 80 | 80 |  | 92.41 | 92.41 |  | 12.62 | 80 | 80 |  | 92.62 | 92.62
2020-12-20 22:00 | LONG | LONG | BALP | 11.19 | 15 |  | 15 | 3.81 |  | 3.81 | 12.41 | 15 |  | 15 | 2.59 |  | 2.59 | 12.62 | 15 |  | 15 | 2.38 |  | 2.38
2020-12-20 23:00 | LONG | LONG | BALP | 11.19 | 14.61 |  | 14.61 | 3.42 |  | 3.42 | 12.41 | 14.61 |  | 14.61 | 2.2 |  | 2.2 | 12.62 | 14.61 |  | 14.61 | 1.99 |  | 1.99
2020-12-21 | SHORT | SHORT | BALP | 11.19 | 80 | 80 |  | 91.19 | 91.19 |  | 12.41 | 80 | 80 |  | 92.41 | 92.41 |  | 12.62 | 80 | 80 |  | 92.62 | 92.62
2020-12-21 01:00 | SHORT | SHORT | BALP | 11.19 | 80 | 80 |  | 91.19 | 91.19 |  | 12.41 | 80 | 80 |  | 92.41 | 92.41 |  | 12.62 | 80 | 80 |  | 92.62 | 92.62
2020-12-21 02:00 | SHORT | SHORT | BALP | 11.19 | 80 | 80 |  | 91.19 | 91.19 |  | 12.41 | 80 | 80 |  | 92.41 | 92.41 |  | 12.62 | 80 | 80 |  | 92.62 | 92.62
2020-12-21 03:00 | SHORT | SHORT | BALP | 11.19 | 11.57 | 11.57 |  | 22.76 | 22.76 |  | 12.41 | 11.57 | 11.57 |  | 23.98 | 23.98 |  | 12.62 | 11.57 | 11.57 |  | 24.19 | 24.19
2020-12-21 04:00 | SHORT | SHORT | BALP | 11.19 | 11.8 | 11.8 |  | 22.99 | 22.99 |  | 12.41 | 11.8 | 11.8 |  | 24.21 | 24.21 |  | 12.62 | 11.8 | 11.8 |  | 24.42 | 24.42
2020-12-21 05:00 | SHORT | SHORT | BALP | 11.19 | 80 | 80 |  | 91.19 | 91.19 |  | 12.41 | 80 | 80 |  | 92.41 | 92.41 |  | 12.62 | 80 | 80 |  | 92.62 | 92.62
2020-12-21 06:00 | SHORT | LONG | BALP | 11.19 | 80 | 80 |  | 91.19 | 91.19 |  | 12.41 | 80 | 80 |  | 92.41 | 92.41 |  | 12.62 | 14.83 |  | 14.83 | 2.21 |  | 2.21
2020-12-21 07:00 | LONG | LONG | BALP | 11.19 | 1 |  | 1 | -10.19 |  | -10.19 | 12.41 | 1 |  | 1 | -11.41 |  | -11.41 | 12.62 | 1 |  | 1 | -11.62 |  | -11.62
2020-12-21 08:00 | LONG | LONG | VoAA | 11.19 | 37.6 |  | 37.6 | 26.41 |  | 26.41 | 12.41 | 48.85 |  | 48.85 | 36.44 |  | 36.44 | 12.62 | 57.51 |  | 57.51 | 44.89 |  | 44.89
2020-12-21 09:00 | SHORT | SHORT | BALP | 11.19 | 95 | 95 |  | 106.19 | 106.19 |  | 12.41 | 95 | 95 |  | 107.41 | 107.41 |  | 12.62 | 95 | 95 |  | 107.62 | 107.62
2020-12-21 10:00 | SHORT | SHORT | BALP | 11.19 | 95 | 95 |  | 106.19 | 106.19 |  | 12.41 | 95 | 95 |  | 107.41 | 107.41 |  | 12.62 | 95 | 95 |  | 107.62 | 107.62
2020-12-21 11:00 | SHORT | SHORT | VoAA | 11.19 | 29.03 | 29.03 |  | 40.22 | 40.22 |  | 12.41 | 24.52 | 24.52 |  | 36.93 | 36.93 |  | 12.62 | 36.07 | 36.07 |  | 48.69 | 48.69
2020-12-21 12:00 | SHORT | SHORT | BALP | 11.19 | 95 | 95 |  | 106.19 | 106.19 |  | 12.41 | 95 | 95 |  | 107.41 | 107.41 |  | 12.62 | 95 | 95 |  | 107.62 | 107.62
2020-12-21 13:00 | SHORT | SHORT | BALP | 11.19 | 95 | 95 |  | 106.19 | 106.19 |  | 12.41 | 95 | 95 |  | 107.41 | 107.41 |  | 12.62 | 95 | 95 |  | 107.62 | 107.62
2020-12-21 14:00 | SHORT | SHORT | BALP | 11.19 | 75.1 | 75.1 |  | 86.29 | 86.29 |  | 12.41 | 75.1 | 75.1 |  | 87.51 | 87.51 |  | 12.62 | 75.1 | 75.1 |  | 87.72 | 87.72
2020-12-21 15:00 | SHORT | SHORT | BALP | 11.19 | 95 | 95 |  | 106.19 | 106.19 |  | 12.41 | 95 | 95 |  | 107.41 | 107.41 |  | 12.62 | 95 | 95 |  | 107.62 | 107.62
2020-12-21 16:00 | SHORT | SHORT | BALP | 11.19 | 89.3 | 89.3 |  | 100.49 | 100.49 |  | 12.41 | 89.3 | 89.3 |  | 101.71 | 101.71 |  | 12.62 | 89.3 | 89.3 |  | 101.92 | 101.92
2020-12-21 17:00 | LONG | LONG | BALP | 11.19 | 15 |  | 15 | 3.81 |  | 3.81 | 12.41 | 15 |  | 15 | 2.59 |  | 2.59 | 12.62 | 15 |  | 15 | 2.38 |  | 2.38
2020-12-21 18:00 | SHORT | LONG | BALP | 11.19 | 85.1 | 85.1 |  | 96.29 | 96.29 |  | 12.41 | 85.1 | 85.1 |  | 97.51 | 97.51 |  | 12.62 | 73.27 |  | 73.27 | 60.65 |  | 60.65
2020-12-21 19:00 | SHORT | SHORT | BALP | 11.19 | 79.1 | 79.1 |  | 90.29 | 90.29 |  | 12.41 | 79.1 | 79.1 |  | 91.51 | 91.51 |  | 12.62 | 79.1 | 79.1 |  | 91.72 | 91.72
2020-12-21 20:00 | LONG | LONG | BALP | 11.19 | 1 |  | 1 | -10.19 |  | -10.19 | 12.41 | 1 |  | 1 | -11.41 |  | -11.41 | 12.62 | 1 |  | 1 | -11.62 |  | -11.62
2020-12-21 21:00 | SHORT | SHORT | BALP | 11.19 | 80 | 80 |  | 91.19 | 91.19 |  | 12.41 | 80 | 80 |  | 92.41 | 92.41 |  | 12.62 | 80 | 80 |  | 92.62 | 92.62
2020-12-21 22:00 | SHORT | SHORT | BALP | 11.19 | 95 | 95 |  | 106.19 | 106.19 |  | 12.41 | 95 | 95 |  | 107.41 | 107.41 |  | 12.62 | 95 | 95 |  | 107.62 | 107.62
2020-12-21 23:00 | SHORT | SHORT | BALP | 11.19 | 95 | 95 |  | 106.19 | 106.19 |  | 12.41 | 95 | 95 |  | 107.41 | 107.41 |  | 12.62 | 95 | 95 |  | 107.62 | 107.62
2020-12-22 | SHORT | SHORT | BALP | 11.19 | 95 | 95 |  | 106.19 | 106.19 |  | 12.41 | 95 | 95 |  | 107.41 | 107.41 |  | 12.62 | 95 | 95 |  | 107.62 | 107.62
2020-12-22 01:00 | SHORT | SHORT | VoAA | 11.19 | 12.42 | 12.42 |  | 23.61 | 23.61 |  | 12.41 | 28.66 | 28.66 |  | 41.07 | 41.07 |  | 12.62 | 7.33 | 7.33 |  | 19.95 | 19.95
2020-12-22 02:00 | SHORT | SHORT | BALP | 11.19 | 74.9 | 74.9 |  | 86.09 | 86.09 |  | 12.41 | 74.9 | 74.9 |  | 87.31 | 87.31 |  | 12.62 | 74.9 | 74.9 |  | 87.52 | 87.52
2020-12-22 03:00 | SHORT | SHORT | BALP | 11.19 | 59.9 | 59.9 |  | 71.09 | 71.09 |  | 12.41 | 59.9 | 59.9 |  | 72.31 | 72.31 |  | 12.62 | 59.9 | 59.9 |  | 72.52 | 72.52
2020-12-22 04:00 | SHORT | SHORT | BALP | 11.19 | 59.9 | 59.9 |  | 71.09 | 71.09 |  | 12.41 | 59.9 | 59.9 |  | 72.31 | 72.31 |  | 12.62 | 59.9 | 59.9 |  | 72.52 | 72.52
2020-12-22 05:00 | SHORT | SHORT | BALP | 11.19 | 59.9 | 59.9 |  | 71.09 | 71.09 |  | 12.41 | 59.9 | 59.9 |  | 72.31 | 72.31 |  | 12.62 | 59.9 | 59.9 |  | 72.52 | 72.52
2020-12-22 06:00 | SHORT | SHORT | BALP | 11.19 | 94 | 94 |  | 105.19 | 105.19 |  | 12.41 | 94 | 94 |  | 106.41 | 106.41 |  | 12.62 | 94 | 94 |  | 106.62 | 106.62
2020-12-22 07:00 | SHORT | SHORT | BALP | 11.19 | 95 | 95 |  | 106.19 | 106.19 |  | 12.41 | 95 | 95 |  | 107.41 | 107.41 |  | 12.62 | 95 | 95 |  | 107.62 | 107.62
2020-12-22 08:00 | SHORT | SHORT | BALP | 11.19 | 95 | 95 |  | 106.19 | 106.19 |  | 12.41 | 95 | 95 |  | 107.41 | 107.41 |  | 12.62 | 95 | 95 |  | 107.62 | 107.62
2020-12-22 09:00 | LONG | LONG | BALP | 11.19 | 20.7 |  | 20.7 | 9.51 |  | 9.51 | 12.41 | 20.7 |  | 20.7 | 8.29 |  | 8.29 | 12.62 | 20.7 |  | 20.7 | 8.08 |  | 8.08
2020-12-22 10:00 | LONG | LONG | BALP | 11.19 | 12.83 |  | 12.83 | 1.64 |  | 1.64 | 12.41 | 12.83 |  | 12.83 | 0.42 |  | 0.42 | 12.62 | 12.83 |  | 12.83 | 0.21 |  | 0.21
2020-12-22 11:00 | SHORT | LONG | BALP | 11.19 | 55.03 | 55.03 |  | 66.22 | 66.22 |  | 12.41 | 55.03 | 55.03 |  | 67.44 | 67.44 |  | 12.62 | 50 |  | 50 | 37.38 |  | 37.38
2020-12-22 12:00 | LONG | LONG | VoAA | 11.19 | 25.7 |  | 25.7 | 14.51 |  | 14.51 | 12.41 | 37.85 |  | 37.85 | 25.44 |  | 25.44 | 12.62 | 50.03 |  | 50.03 | 37.41 |  | 37.41
2020-12-22 13:00 | LONG | LONG | BALP | 11.19 | 20 |  | 20 | 8.81 |  | 8.81 | 12.41 | 20 |  | 20 | 7.59 |  | 7.59 | 12.62 | 20 |  | 20 | 7.38 |  | 7.38
2020-12-22 14:00 | LONG | LONG | BALP | 11.19 | 20 |  | 20 | 8.81 |  | 8.81 | 12.41 | 20 |  | 20 | 7.59 |  | 7.59 | 12.62 | 20 |  | 20 | 7.38 |  | 7.38
2020-12-22 15:00 | LONG | LONG | BALP | 11.19 | 20.7 |  | 20.7 | 9.51 |  | 9.51 | 12.41 | 20.7 |  | 20.7 | 8.29 |  | 8.29 | 12.62 | 20.7 |  | 20.7 | 8.08 |  | 8.08
2020-12-22 16:00 | LONG | LONG | BALP | 11.19 | 20.7 |  | 20.7 | 9.51 |  | 9.51 | 12.41 | 20.7 |  | 20.7 | 8.29 |  | 8.29 | 12.62 | 20.7 |  | 20.7 | 8.08 |  | 8.08
2020-12-22 17:00 | LONG | LONG | BALP | 11.19 | 30.08 |  | 30.08 | 18.89 |  | 18.89 | 12.41 | 30.08 |  | 30.08 | 17.67 |  | 17.67 | 12.62 | 30.08 |  | 30.08 | 17.46 |  | 17.46
2020-12-22 18:00 | LONG | LONG | BALP | 11.19 | 35.7 |  | 35.7 | 24.51 |  | 24.51 | 12.41 | 35.7 |  | 35.7 | 23.29 |  | 23.29 | 12.62 | 35.7 |  | 35.7 | 23.08 |  | 23.08
2020-12-22 19:00 | LONG | LONG | VoAA | 11.19 | 25.7 |  | 25.7 | 14.51 |  | 14.51 | 12.41 | 32.36 |  | 32.36 | 19.95 |  | 19.95 | 12.62 | 53.19 |  | 53.19 | 40.57 |  | 40.57
2020-12-22 20:00 | LONG | LONG | BALP | 11.19 | 1 |  | 1 | -10.19 |  | -10.19 | 12.41 | 1 |  | 1 | -11.41 |  | -11.41 | 12.62 | 1 |  | 1 | -11.62 |  | -11.62
2020-12-22 21:00 | SHORT | SHORT | BALP | 11.19 | 95 | 95 |  | 106.19 | 106.19 |  | 12.41 | 95 | 95 |  | 107.41 | 107.41 |  | 12.62 | 95 | 95 |  | 107.62 | 107.62
2020-12-22 22:00 | SHORT | SHORT | BALP | 11.19 | 95 | 95 |  | 106.19 | 106.19 |  | 12.41 | 95 | 95 |  | 107.41 | 107.41 |  | 12.62 | 95 | 95 |  | 107.62 | 107.62
2020-12-22 23:00 | SHORT | SHORT | BALP | 11.19 | 95 | 95 |  | 106.19 | 106.19 |  | 12.41 | 95 | 95 |  | 107.41 | 107.41 |  | 12.62 | 95 | 95 |  | 107.62 | 107.62
2020-12-23 | SHORT | SHORT | BALP | 11.19 | 95 | 95 |  | 106.19 | 106.19 |  | 12.41 | 95 | 95 |  | 107.41 | 107.41 |  | 12.62 | 95 | 95 |  | 107.62 | 107.62
2020-12-23 01:00 | SHORT | SHORT | BALP | 11.19 | 90 | 90 |  | 101.19 | 101.19 |  | 12.41 | 90 | 90 |  | 102.41 | 102.41 |  | 12.62 | 90 | 90 |  | 102.62 | 102.62
2020-12-23 02:00 | SHORT | SHORT | BALP | 11.19 | 74.8 | 74.8 |  | 85.99 | 85.99 |  | 12.41 | 74.8 | 74.8 |  | 87.21 | 87.21 |  | 12.62 | 74.8 | 74.8 |  | 87.42 | 87.42
2020-12-23 03:00 | SHORT | SHORT | BALP | 11.19 | 90 | 90 |  | 101.19 | 101.19 |  | 12.41 | 90 | 90 |  | 102.41 | 102.41 |  | 12.62 | 90 | 90 |  | 102.62 | 102.62
2020-12-23 04:00 | SHORT | SHORT | BALP | 11.19 | 90 | 90 |  | 101.19 | 101.19 |  | 12.41 | 90 | 90 |  | 102.41 | 102.41 |  | 12.62 | 90 | 90 |  | 102.62 | 102.62
2020-12-23 05:00 | SHORT | SHORT | BALP | 11.19 | 90 | 90 |  | 101.19 | 101.19 |  | 12.41 | 90 | 90 |  | 102.41 | 102.41 |  | 12.62 | 90 | 90 |  | 102.62 | 102.62
2020-12-23 06:00 | SHORT | SHORT | VoAA | 11.19 | 45.08 | 45.08 |  | 56.27 | 56.27 |  | 12.41 | 22.54 | 22.54 |  | 34.95 | 34.95 |  | 12.62 | 15.83 | 15.83 |  | 28.45 | 28.45
2020-12-23 07:00 | SHORT | SHORT | BALP | 11.19 | 95 | 95 |  | 106.19 | 106.19 |  | 12.41 | 95 | 95 |  | 107.41 | 107.41 |  | 12.62 | 95 | 95 |  | 107.62 | 107.62
2020-12-23 08:00 | SHORT | SHORT | BALP | 11.19 | 95 | 95 |  | 106.19 | 106.19 |  | 12.41 | 95 | 95 |  | 107.41 | 107.41 |  | 12.62 | 95 | 95 |  | 107.62 | 107.62
2020-12-23 09:00 | SHORT | SHORT | BALP | 11.19 | 94 | 94 |  | 105.19 | 105.19 |  | 12.41 | 94 | 94 |  | 106.41 | 106.41 |  | 12.62 | 94 | 94 |  | 106.62 | 106.62
2020-12-23 10:00 | SHORT | SHORT | BALP | 11.19 | 75.3 | 75.3 |  | 86.49 | 86.49 |  | 12.41 | 75.3 | 75.3 |  | 87.71 | 87.71 |  | 12.62 | 75.3 | 75.3 |  | 87.92 | 87.92
2020-12-23 11:00 | SHORT | SHORT | BALP | 11.19 | 60.93 | 60.93 |  | 72.12 | 72.12 |  | 12.41 | 60.93 | 60.93 |  | 73.34 | 73.34 |  | 12.62 | 60.93 | 60.93 |  | 73.55 | 73.55
2020-12-23 12:00 | LONG | LONG | BALP | 11.19 | 19.91 |  | 19.91 | 8.72 |  | 8.72 | 12.41 | 19.91 |  | 19.91 | 7.5 |  | 7.5 | 12.62 | 19.91 |  | 19.91 | 7.29 |  | 7.29
2020-12-23 13:00 | LONG | LONG | VoAA | 11.19 | 37.6 |  | 37.6 | 26.41 |  | 26.41 | 12.41 | 43.8 |  | 43.8 | 31.39 |  | 31.39 | 12.62 | 57.18 |  | 57.18 | 44.56 |  | 44.56
2020-12-23 14:00 | LONG | LONG | BALP | 11.19 | 22.25 |  | 22.25 | 11.06 |  | 11.06 | 12.41 | 22.25 |  | 22.25 | 9.84 |  | 9.84 | 12.62 | 22.25 |  | 22.25 | 9.63 |  | 9.63
2020-12-23 15:00 | LONG | LONG | BALP | 11.19 | 25.37 |  | 25.37 | 14.18 |  | 14.18 | 12.41 | 25.37 |  | 25.37 | 12.96 |  | 12.96 | 12.62 | 25.37 |  | 25.37 | 12.75 |  | 12.75
2020-12-23 16:00 | LONG | LONG | BALP | 11.19 | 30.03 |  | 30.03 | 18.84 |  | 18.84 | 12.41 | 30.03 |  | 30.03 | 17.62 |  | 17.62 | 12.62 | 30.03 |  | 30.03 | 17.41 |  | 17.41
2020-12-23 17:00 | SHORT | LONG | BALP | 11.19 | 50 | 50 |  | 61.19 | 61.19 |  | 12.41 | 50 | 50 |  | 62.41 | 62.41 |  | 12.62 | 62.72 |  | 62.72 | 50.1 |  | 50.1
2020-12-23 18:00 | SHORT | SHORT | BALP | 11.19 | 95 | 95 |  | 106.19 | 106.19 |  | 12.41 | 95 | 95 |  | 107.41 | 107.41 |  | 12.62 | 95 | 95 |  | 107.62 | 107.62
2020-12-23 19:00 | SHORT | SHORT | BALP | 11.19 | 89.4 | 89.4 |  | 100.59 | 100.59 |  | 12.41 | 89.4 | 89.4 |  | 101.81 | 101.81 |  | 12.62 | 89.4 | 89.4 |  | 102.02 | 102.02
2020-12-23 20:00 | LONG | LONG | BALP | 11.19 | 1 |  | 1 | -10.19 |  | -10.19 | 12.41 | 1 |  | 1 | -11.41 |  | -11.41 | 12.62 | 1 |  | 1 | -11.62 |  | -11.62
2020-12-23 21:00 | LONG | LONG | BALP | 11.19 | 1 |  | 1 | -10.19 |  | -10.19 | 12.41 | 1 |  | 1 | -11.41 |  | -11.41 | 12.62 | 1 |  | 1 | -11.62 |  | -11.62
2020-12-23 22:00 | LONG | LONG | BALP | 11.19 | 1 |  | 1 | -10.19 |  | -10.19 | 12.41 | 1 |  | 1 | -11.41 |  | -11.41 | 12.62 | 1 |  | 1 | -11.62 |  | -11.62
2020-12-23 23:00 | LONG | LONG | BALP | 11.19 | 1 |  | 1 | -10.19 |  | -10.19 | 12.41 | 1 |  | 1 | -11.41 |  | -11.41 | 12.62 | 1 |  | 1 | -11.62 |  | -11.62
2020-12-24 | LONG | LONG | BALP | 11.19 | 1 |  | 1 | -10.19 |  | -10.19 | 12.41 | 1 |  | 1 | -11.41 |  | -11.41 | 12.62 | 1 |  | 1 | -11.62 |  | -11.62
2020-12-24 01:00 | LONG | LONG | VoAA | 11.19 | 0 |  | 0 | -11.19 |  | -11.19 | 12.41 | 8.77 |  | 8.77 | -3.64 |  | -3.64 | 12.62 | 13.13 |  | 13.13 | 0.51 |  | 0.51
2020-12-24 02:00 | LONG | LONG | VoAA | 11.19 | -5.38 |  | -5.38 | -16.57 |  | -16.57 | 12.41 | 5.25 |  | 5.25 | -7.16 |  | -7.16 | 12.62 | 12.53 |  | 12.53 | -0.09 |  | -0.09
2020-12-24 03:00 | LONG | LONG | BALP | 11.19 | 10.87 |  | 10.87 | -0.32 |  | -0.32 | 12.41 | 10.87 |  | 10.87 | -1.54 |  | -1.54 | 12.62 | 10.87 |  | 10.87 | -1.75 |  | -1.75
2020-12-24 04:00 | LONG | LONG | BALP | 11.19 | 8 |  | 8 | -3.19 |  | -3.19 | 12.41 | 8 |  | 8 | -4.41 |  | -4.41 | 12.62 | 8 |  | 8 | -4.62 |  | -4.62
2020-12-24 05:00 | LONG | LONG | BALP | 11.19 | 4.48 |  | 4.48 | -6.71 |  | -6.71 | 12.41 | 4.48 |  | 4.48 | -7.93 |  | -7.93 | 12.62 | 4.48 |  | 4.48 | -8.14 |  | -8.14
2020-12-24 06:00 | LONG | LONG | BALP | 11.19 | 6.61 |  | 6.61 | -4.58 |  | -4.58 | 12.41 | 6.61 |  | 6.61 | -5.8 |  | -5.8 | 12.62 | 6.61 |  | 6.61 | -6.01 |  | -6.01
2020-12-24 07:00 | LONG | LONG | BALP | 11.19 | -12.38 |  | -12.38 | -23.57 |  | -23.57 | 12.41 | -12.38 |  | -12.38 | -24.79 |  | -24.79 | 12.62 | -12.38 |  | -12.38 | -25 |  | -25
2020-12-24 08:00 | LONG | LONG | BALP | 11.19 | 1 |  | 1 | -10.19 |  | -10.19 | 12.41 | 1 |  | 1 | -11.41 |  | -11.41 | 12.62 | 1 |  | 1 | -11.62 |  | -11.62
2020-12-24 09:00 | LONG | LONG | BALP | 11.19 | 19.42 |  | 19.42 | 8.23 |  | 8.23 | 12.41 | 19.42 |  | 19.42 | 7.01 |  | 7.01 | 12.62 | 19.42 |  | 19.42 | 6.8 |  | 6.8
2020-12-24 10:00 | SHORT | SHORT | BALP | 11.19 | 80 | 80 |  | 91.19 | 91.19 |  | 12.41 | 80 | 80 |  | 92.41 | 92.41 |  | 12.62 | 80 | 80 |  | 92.62 | 92.62
2020-12-24 11:00 | SHORT | SHORT | BALP | 11.19 | 80 | 80 |  | 91.19 | 91.19 |  | 12.41 | 80 | 80 |  | 92.41 | 92.41 |  | 12.62 | 80 | 80 |  | 92.62 | 92.62
2020-12-24 12:00 | SHORT | SHORT | BALP | 11.19 | 84 | 84 |  | 95.19 | 95.19 |  | 12.41 | 84 | 84 |  | 96.41 | 96.41 |  | 12.62 | 84 | 84 |  | 96.62 | 96.62
2020-12-24 13:00 | SHORT | SHORT | BALP | 11.19 | 94 | 94 |  | 105.19 | 105.19 |  | 12.41 | 94 | 94 |  | 106.41 | 106.41 |  | 12.62 | 94 | 94 |  | 106.62 | 106.62
2020-12-24 14:00 | SHORT | SHORT | BALP | 11.19 | 95 | 95 |  | 106.19 | 106.19 |  | 12.41 | 95 | 95 |  | 107.41 | 107.41 |  | 12.62 | 95 | 95 |  | 107.62 | 107.62
2020-12-24 15:00 | SHORT | SHORT | BALP | 11.19 | 72.7 | 72.7 |  | 83.89 | 83.89 |  | 12.41 | 72.7 | 72.7 |  | 85.11 | 85.11 |  | 12.62 | 72.7 | 72.7 |  | 85.32 | 85.32
2020-12-24 16:00 | SHORT | SHORT | BALP | 11.19 | 80 | 80 |  | 91.19 | 91.19 |  | 12.41 | 80 | 80 |  | 92.41 | 92.41 |  | 12.62 | 80 | 80 |  | 92.62 | 92.62
2020-12-24 17:00 | SHORT | SHORT | BALP | 11.19 | 72.7 | 72.7 |  | 83.89 | 83.89 |  | 12.41 | 72.7 | 72.7 |  | 85.11 | 85.11 |  | 12.62 | 72.7 | 72.7 |  | 85.32 | 85.32
2020-12-24 18:00 | SHORT | SHORT | BALP | 11.19 | 59.7 | 59.7 |  | 70.89 | 70.89 |  | 12.41 | 59.7 | 59.7 |  | 72.11 | 72.11 |  | 12.62 | 59.7 | 59.7 |  | 72.32 | 72.32
2020-12-24 19:00 | LONG | LONG | BALP | 11.19 | 15.58 |  | 15.58 | 4.39 |  | 4.39 | 12.41 | 15.58 |  | 15.58 | 3.17 |  | 3.17 | 12.62 | 15.58 |  | 15.58 | 2.96 |  | 2.96
2020-12-24 20:00 | LONG | LONG | BALP | 11.19 | 16 |  | 16 | 4.81 |  | 4.81 | 12.41 | 16 |  | 16 | 3.59 |  | 3.59 | 12.62 | 16 |  | 16 | 3.38 |  | 3.38
2020-12-24 21:00 | LONG | LONG | BALP | 11.19 | 16 |  | 16 | 4.81 |  | 4.81 | 12.41 | 16 |  | 16 | 3.59 |  | 3.59 | 12.62 | 16 |  | 16 | 3.38 |  | 3.38
2020-12-24 22:00 | LONG | LONG | BALP | 11.19 | 11 |  | 11 | -0.19 |  | -0.19 | 12.41 | 11 |  | 11 | -1.41 |  | -1.41 | 12.62 | 11 |  | 11 | -1.62 |  | -1.62
2020-12-24 23:00 | LONG | LONG | BALP | 11.19 | 14.5 |  | 14.5 | 3.31 |  | 3.31 | 12.41 | 14.5 |  | 14.5 | 2.09 |  | 2.09 | 12.62 | 14.5 |  | 14.5 | 1.88 |  | 1.88
2020-12-25 | LONG | LONG | BALP | 11.19 | 13.72 |  | 13.72 | 2.53 |  | 2.53 | 12.41 | 13.72 |  | 13.72 | 1.31 |  | 1.31 | 12.62 | 13.72 |  | 13.72 | 1.1 |  | 1.1
2020-12-25 01:00 | SHORT | SHORT | BALP | 11.19 | 72.8 | 72.8 |  | 83.99 | 83.99 |  | 12.41 | 72.8 | 72.8 |  | 85.21 | 85.21 |  | 12.62 | 72.8 | 72.8 |  | 85.42 | 85.42
2020-12-25 02:00 | SHORT | SHORT | BALP | 11.19 | 72.8 | 72.8 |  | 83.99 | 83.99 |  | 12.41 | 72.8 | 72.8 |  | 85.21 | 85.21 |  | 12.62 | 72.8 | 72.8 |  | 85.42 | 85.42
2020-12-25 03:00 | SHORT | SHORT | BALP | 11.19 | 18 | 18 |  | 29.19 | 29.19 |  | 12.41 | 18 | 18 |  | 30.41 | 30.41 |  | 12.62 | 18 | 18 |  | 30.62 | 30.62
2020-12-25 04:00 | SHORT | SHORT | VoAA | 11.19 | 17.94 | 17.94 |  | 29.13 | 29.13 |  | 12.41 | 7.31 | 7.31 |  | 19.72 | 19.72 |  | 12.62 | 12.57 | 12.57 |  | 25.19 | 25.19
2020-12-25 05:00 | LONG | LONG | VoAA | 11.19 | -3.32 |  | -3.32 | -14.51 |  | -14.51 | 12.41 | 7.61 |  | 7.61 | -4.8 |  | -4.8 | 12.62 | 12.94 |  | 12.94 | 0.32 |  | 0.32
2020-12-25 06:00 | SHORT | SHORT | VoAA | 11.19 | 18.02 | 18.02 |  | 29.21 | 29.21 |  | 12.41 | 9.01 | 9.01 |  | 21.42 | 21.42 |  | 12.62 | 13.53 | 13.53 |  | 26.15 | 26.15
2020-12-25 07:00 | SHORT | SHORT | BALP | 11.19 | 72.8 | 72.8 |  | 83.99 | 83.99 |  | 12.41 | 72.8 | 72.8 |  | 85.21 | 85.21 |  | 12.62 | 72.8 | 72.8 |  | 85.42 | 85.42
2020-12-25 08:00 | SHORT | SHORT | BALP | 11.19 | 72.8 | 72.8 |  | 83.99 | 83.99 |  | 12.41 | 72.8 | 72.8 |  | 85.21 | 85.21 |  | 12.62 | 72.8 | 72.8 |  | 85.42 | 85.42
2020-12-25 09:00 | SHORT | SHORT | VoAA | 11.19 | 35.06 | 35.06 |  | 46.25 | 46.25 |  | 12.41 | 25.53 | 25.53 |  | 37.94 | 37.94 |  | 12.62 | 17.92 | 17.92 |  | 30.54 | 30.54
2020-12-25 10:00 | SHORT | SHORT | VoAA | 11.19 | 35.06 | 35.06 |  | 46.25 | 46.25 |  | 12.41 | 25.53 | 25.53 |  | 37.94 | 37.94 |  | 12.62 | 30.06 | 30.06 |  | 42.68 | 42.68
2020-12-25 11:00 | LONG | LONG | BALP | 11.19 | 37.6 |  | 37.6 | 26.41 |  | 26.41 | 12.41 | 37.6 |  | 37.6 | 25.19 |  | 25.19 | 12.62 | 37.6 |  | 37.6 | 24.98 |  | 24.98
2020-12-25 12:00 | SHORT | SHORT | BALP | 11.19 | 30.09 | 30.09 |  | 41.28 | 41.28 |  | 12.41 | 30.09 | 30.09 |  | 42.5 | 42.5 |  | 12.62 | 30.09 | 30.09 |  | 42.71 | 42.71
2020-12-25 13:00 | SHORT | SHORT | BALP | 11.19 | 80 | 80 |  | 91.19 | 91.19 |  | 12.41 | 80 | 80 |  | 92.41 | 92.41 |  | 12.62 | 80 | 80 |  | 92.62 | 92.62
2020-12-25 14:00 | SHORT | SHORT | BALP | 11.19 | 94 | 94 |  | 105.19 | 105.19 |  | 12.41 | 94 | 94 |  | 106.41 | 106.41 |  | 12.62 | 94 | 94 |  | 106.62 | 106.62
2020-12-25 15:00 | SHORT | SHORT | BALP | 11.19 | 41.1 | 41.1 |  | 52.29 | 52.29 |  | 12.41 | 41.1 | 41.1 |  | 53.51 | 53.51 |  | 12.62 | 41.1 | 41.1 |  | 53.72 | 53.72
2020-12-25 16:00 | SHORT | SHORT | BALP | 11.19 | 94 | 94 |  | 105.19 | 105.19 |  | 12.41 | 94 | 94 |  | 106.41 | 106.41 |  | 12.62 | 94 | 94 |  | 106.62 | 106.62
2020-12-25 17:00 | SHORT | SHORT | BALP | 11.19 | 94 | 94 |  | 105.19 | 105.19 |  | 12.41 | 94 | 94 |  | 106.41 | 106.41 |  | 12.62 | 94 | 94 |  | 106.62 | 106.62
2020-12-25 18:00 | SHORT | SHORT | BALP | 11.19 | 53.31 | 53.31 |  | 64.5 | 64.5 |  | 12.41 | 53.31 | 53.31 |  | 65.72 | 65.72 |  | 12.62 | 53.31 | 53.31 |  | 65.93 | 65.93
2020-12-25 19:00 | SHORT | SHORT | BALP | 11.19 | 58 | 58 |  | 69.19 | 69.19 |  | 12.41 | 58 | 58 |  | 70.41 | 70.41 |  | 12.62 | 58 | 58 |  | 70.62 | 70.62
2020-12-25 20:00 | SHORT | SHORT | BALP | 11.19 | 94 | 94 |  | 105.19 | 105.19 |  | 12.41 | 94 | 94 |  | 106.41 | 106.41 |  | 12.62 | 94 | 94 |  | 106.62 | 106.62
2020-12-25 21:00 | SHORT | SHORT | BALP | 11.19 | 72.8 | 72.8 |  | 83.99 | 83.99 |  | 12.41 | 72.8 | 72.8 |  | 85.21 | 85.21 |  | 12.62 | 72.8 | 72.8 |  | 85.42 | 85.42
2020-12-25 22:00 | SHORT | SHORT | BALP | 11.19 | 72.8 | 72.8 |  | 83.99 | 83.99 |  | 12.41 | 72.8 | 72.8 |  | 85.21 | 85.21 |  | 12.62 | 72.8 | 72.8 |  | 85.42 | 85.42
2020-12-25 23:00 | SHORT | SHORT | BALP | 11.19 | 72.8 | 72.8 |  | 83.99 | 83.99 |  | 12.41 | 72.8 | 72.8 |  | 85.21 | 85.21 |  | 12.62 | 72.8 | 72.8 |  | 85.42 | 85.42
2020-12-26 | SHORT | SHORT | BALP | 11.19 | 41 | 41 |  | 52.19 | 52.19 |  | 12.41 | 41 | 41 |  | 53.41 | 53.41 |  | 12.62 | 41 | 41 |  | 53.62 | 53.62
2020-12-26 01:00 | SHORT | SHORT | BALP | 11.19 | 99 | 99 |  | 110.19 | 110.19 |  | 12.41 | 99 | 99 |  | 111.41 | 111.41 |  | 12.62 | 99 | 99 |  | 111.62 | 111.62
2020-12-26 02:00 | SHORT | SHORT | BALP | 11.19 | 65 | 65 |  | 76.19 | 76.19 |  | 12.41 | 65 | 65 |  | 77.41 | 77.41 |  | 12.62 | 65 | 65 |  | 77.62 | 77.62
2020-12-26 03:00 | SHORT | SHORT | BALP | 11.19 | 65 | 65 |  | 76.19 | 76.19 |  | 12.41 | 65 | 65 |  | 77.41 | 77.41 |  | 12.62 | 65 | 65 |  | 77.62 | 77.62
2020-12-26 04:00 | SHORT | SHORT | BALP | 11.19 | 40.4 | 40.4 |  | 51.59 | 51.59 |  | 12.41 | 40.4 | 40.4 |  | 52.81 | 52.81 |  | 12.62 | 40.4 | 40.4 |  | 53.02 | 53.02
2020-12-26 05:00 | SHORT | SHORT | BALP | 11.19 | 30.13 | 30.13 |  | 41.32 | 41.32 |  | 12.41 | 30.13 | 30.13 |  | 42.54 | 42.54 |  | 12.62 | 30.13 | 30.13 |  | 42.75 | 42.75
2020-12-26 06:00 | SHORT | SHORT | BALP | 11.19 | 99 | 99 |  | 110.19 | 110.19 |  | 12.41 | 99 | 99 |  | 111.41 | 111.41 |  | 12.62 | 99 | 99 |  | 111.62 | 111.62
2020-12-26 07:00 | SHORT | SHORT | BALP | 11.19 | 82.6 | 82.6 |  | 93.79 | 93.79 |  | 12.41 | 82.6 | 82.6 |  | 95.01 | 95.01 |  | 12.62 | 82.6 | 82.6 |  | 95.22 | 95.22
2020-12-26 08:00 | SHORT | SHORT | BALP | 11.19 | 94 | 94 |  | 105.19 | 105.19 |  | 12.41 | 94 | 94 |  | 106.41 | 106.41 |  | 12.62 | 94 | 94 |  | 106.62 | 106.62
2020-12-26 09:00 | SHORT | SHORT | BALP | 11.19 | 21.47 | 21.47 |  | 32.66 | 32.66 |  | 12.41 | 21.47 | 21.47 |  | 33.88 | 33.88 |  | 12.62 | 21.47 | 21.47 |  | 34.09 | 34.09
2020-12-26 10:00 | SHORT | SHORT | BALP | 11.19 | 80 | 80 |  | 91.19 | 91.19 |  | 12.41 | 80 | 80 |  | 92.41 | 92.41 |  | 12.62 | 80 | 80 |  | 92.62 | 92.62
2020-12-26 11:00 | SHORT | SHORT | BALP | 11.19 | 70.6 | 70.6 |  | 81.79 | 81.79 |  | 12.41 | 70.6 | 70.6 |  | 83.01 | 83.01 |  | 12.62 | 70.6 | 70.6 |  | 83.22 | 83.22
2020-12-26 12:00 | SHORT | SHORT | BALP | 11.19 | 89.6 | 89.6 |  | 100.79 | 100.79 |  | 12.41 | 89.6 | 89.6 |  | 102.01 | 102.01 |  | 12.62 | 89.6 | 89.6 |  | 102.22 | 102.22
2020-12-26 13:00 | SHORT | SHORT | BALP | 11.19 | 89.6 | 89.6 |  | 100.79 | 100.79 |  | 12.41 | 89.6 | 89.6 |  | 102.01 | 102.01 |  | 12.62 | 89.6 | 89.6 |  | 102.22 | 102.22
2020-12-26 14:00 | SHORT | SHORT | BALP | 11.19 | 89.6 | 89.6 |  | 100.79 | 100.79 |  | 12.41 | 89.6 | 89.6 |  | 102.01 | 102.01 |  | 12.62 | 89.6 | 89.6 |  | 102.22 | 102.22
2020-12-26 15:00 | SHORT | SHORT | BALP | 11.19 | 89.6 | 89.6 |  | 100.79 | 100.79 |  | 12.41 | 89.6 | 89.6 |  | 102.01 | 102.01 |  | 12.62 | 89.6 | 89.6 |  | 102.22 | 102.22
2020-12-26 16:00 | SHORT | SHORT | BALP | 11.19 | 80 | 80 |  | 91.19 | 91.19 |  | 12.41 | 80 | 80 |  | 92.41 | 92.41 |  | 12.62 | 80 | 80 |  | 92.62 | 92.62
2020-12-26 17:00 | SHORT | SHORT | BALP | 11.19 | 82.6 | 82.6 |  | 93.79 | 93.79 |  | 12.41 | 82.6 | 82.6 |  | 95.01 | 95.01 |  | 12.62 | 82.6 | 82.6 |  | 95.22 | 95.22
2020-12-26 18:00 | SHORT | SHORT | BALP | 11.19 | 80 | 80 |  | 91.19 | 91.19 |  | 12.41 | 80 | 80 |  | 92.41 | 92.41 |  | 12.62 | 80 | 80 |  | 92.62 | 92.62
2020-12-26 19:00 | SHORT | SHORT | BALP | 11.19 | 82.6 | 82.6 |  | 93.79 | 93.79 |  | 12.41 | 82.6 | 82.6 |  | 95.01 | 95.01 |  | 12.62 | 82.6 | 82.6 |  | 95.22 | 95.22
2020-12-26 20:00 | SHORT | SHORT | BALP | 11.19 | 94 | 94 |  | 105.19 | 105.19 |  | 12.41 | 94 | 94 |  | 106.41 | 106.41 |  | 12.62 | 94 | 94 |  | 106.62 | 106.62
2020-12-26 21:00 | SHORT | SHORT | BALP | 11.19 | 94 | 94 |  | 105.19 | 105.19 |  | 12.41 | 94 | 94 |  | 106.41 | 106.41 |  | 12.62 | 94 | 94 |  | 106.62 | 106.62
2020-12-26 22:00 | LONG | LONG | VoAA | 11.19 | -10.78 |  | -10.78 | -21.97 |  | -21.97 | 12.41 | 6.15 |  | 6.15 | -6.26 |  | -6.26 | 12.62 | 49.46 |  | 49.46 | 36.84 |  | 36.84
2020-12-26 23:00 | LONG | LONG | BALP | 11.19 | -6.8 |  | -6.8 | -17.99 |  | -17.99 | 12.41 | -6.8 |  | -6.8 | -19.21 |  | -19.21 | 12.62 | -6.8 |  | -6.8 | -19.42 |  | -19.42
2020-12-27 | SHORT | LONG | BALP | 11.19 | 12.94 | 12.94 |  | 24.13 | 24.13 |  | 12.41 | 12.94 | 12.94 |  | 25.35 | 25.35 |  | 12.62 | 14.37 |  | 14.37 | 1.75 |  | 1.75
2020-12-27 01:00 | LONG | LONG | VoAA | 11.19 | -15.79 |  | -15.79 | -26.98 |  | -26.98 | 12.41 | 8.58 |  | 8.58 | -3.83 |  | -3.83 | 12.62 | 7.94 |  | 7.94 | -4.68 |  | -4.68
2020-12-27 02:00 | SHORT | SHORT | BALP | 11.19 | 10.06 | 10.06 |  | 21.25 | 21.25 |  | 12.41 | 10.06 | 10.06 |  | 22.47 | 22.47 |  | 12.62 | 10.06 | 10.06 |  | 22.68 | 22.68
2020-12-27 03:00 | LONG | LONG | VoAA | 11.19 | 0 |  | 0 | -11.19 |  | -11.19 | 12.41 | 15.03 |  | 15.03 | 2.62 |  | 2.62 | 12.62 | 5.06 |  | 5.06 | -7.56 |  | -7.56
2020-12-27 04:00 | LONG | LONG | BALP | 11.19 | 3.09 |  | 3.09 | -8.1 |  | -8.1 | 12.41 | 3.09 |  | 3.09 | -9.32 |  | -9.32 | 12.62 | 3.09 |  | 3.09 | -9.53 |  | -9.53
2020-12-27 05:00 | LONG | LONG | VoAA | 11.19 | 0 |  | 0 | -11.19 |  | -11.19 | 12.41 | 7.5 |  | 7.5 | -4.91 |  | -4.91 | 12.62 | 5.06 |  | 5.06 | -7.56 |  | -7.56
2020-12-27 06:00 | LONG | LONG | BALP | 11.19 | -8.46 |  | -8.46 | -19.65 |  | -19.65 | 12.41 | -8.46 |  | -8.46 | -20.87 |  | -20.87 | 12.62 | -8.46 |  | -8.46 | -21.08 |  | -21.08
2020-12-27 07:00 | LONG | LONG | VoAA | 11.19 | 0 |  | 0 | -11.19 |  | -11.19 | 12.41 | 12.47 |  | 12.47 | 0.06 |  | 0.06 | 12.62 | 16.04 |  | 16.04 | 3.42 |  | 3.42
2020-12-27 08:00 | LONG | LONG | BALP | 11.19 | 3.11 |  | 3.11 | -8.08 |  | -8.08 | 12.41 | 3.11 |  | 3.11 | -9.3 |  | -9.3 | 12.62 | 3.11 |  | 3.11 | -9.51 |  | -9.51
2020-12-27 09:00 | LONG | LONG | BALP | 11.19 | 4.65 |  | 4.65 | -6.54 |  | -6.54 | 12.41 | 4.65 |  | 4.65 | -7.76 |  | -7.76 | 12.62 | 4.65 |  | 4.65 | -7.97 |  | -7.97
2020-12-27 10:00 | LONG | LONG | BALP | 11.19 | 5.77 |  | 5.77 | -5.42 |  | -5.42 | 12.41 | 5.77 |  | 5.77 | -6.64 |  | -6.64 | 12.62 | 5.77 |  | 5.77 | -6.85 |  | -6.85
2020-12-27 11:00 | LONG | LONG | VoAA | 11.19 | -15.32 |  | -15.32 | -26.51 |  | -26.51 | 12.41 | 14.91 |  | 14.91 | 2.5 |  | 2.5 | 12.62 | 8.85 |  | 8.85 | -3.77 |  | -3.77
2020-12-27 12:00 | LONG | LONG | VoAA | 11.19 | -15.32 |  | -15.32 | -26.51 |  | -26.51 | 12.41 | -0.53 |  | -0.53 | -12.94 |  | -12.94 | 12.62 | 40.14 |  | 40.14 | 27.52 |  | 27.52
2020-12-27 13:00 | SHORT | SHORT | BALP | 11.19 | 65 | 65 |  | 76.19 | 76.19 |  | 12.41 | 65 | 65 |  | 77.41 | 77.41 |  | 12.62 | 65 | 65 |  | 77.62 | 77.62
2020-12-27 14:00 | LONG | LONG | VoAA | 11.19 | -15.32 |  | -15.32 | -26.51 |  | -26.51 | 12.41 | 24.84 |  | 24.84 | 12.43 |  | 12.43 | 12.62 | 40.2 |  | 40.2 | 27.58 |  | 27.58
2020-12-27 15:00 | LONG | LONG | BALP | 11.19 | 9.58 |  | 9.58 | -1.61 |  | -1.61 | 12.41 | 9.58 |  | 9.58 | -2.83 |  | -2.83 | 12.62 | 9.58 |  | 9.58 | -3.04 |  | -3.04
2020-12-27 16:00 | LONG | LONG | BALP | 11.19 | 10.49 |  | 10.49 | -0.7 |  | -0.7 | 12.41 | 10.49 |  | 10.49 | -1.92 |  | -1.92 | 12.62 | 10.49 |  | 10.49 | -2.13 |  | -2.13
2020-12-27 17:00 | SHORT | SHORT | BALP | 11.19 | 80 | 80 |  | 91.19 | 91.19 |  | 12.41 | 80 | 80 |  | 92.41 | 92.41 |  | 12.62 | 80 | 80 |  | 92.62 | 92.62
2020-12-27 18:00 | SHORT | SHORT | BALP | 11.19 | 89.6 | 89.6 |  | 100.79 | 100.79 |  | 12.41 | 89.6 | 89.6 |  | 102.01 | 102.01 |  | 12.62 | 89.6 | 89.6 |  | 102.22 | 102.22
2020-12-27 19:00 | LONG | LONG | VoAA | 11.19 | -15.32 |  | -15.32 | -26.51 |  | -26.51 | 12.41 | 17.19 |  | 17.19 | 4.78 |  | 4.78 | 12.62 | 43.21 |  | 43.21 | 30.59 |  | 30.59
2020-12-27 20:00 | LONG | LONG | VoAA | 11.19 | -15.32 |  | -15.32 | -26.51 |  | -26.51 | 12.41 | 16.1 |  | 16.1 | 3.69 |  | 3.69 | 12.62 | 44.7 |  | 44.7 | 32.08 |  | 32.08
2020-12-27 21:00 | LONG | LONG | BALP | 11.19 | 5.97 |  | 5.97 | -5.22 |  | -5.22 | 12.41 | 5.97 |  | 5.97 | -6.44 |  | -6.44 | 12.62 | 5.97 |  | 5.97 | -6.65 |  | -6.65
2020-12-27 22:00 | SHORT | SHORT | BALP | 11.19 | 89.6 | 89.6 |  | 100.79 | 100.79 |  | 12.41 | 89.6 | 89.6 |  | 102.01 | 102.01 |  | 12.62 | 89.6 | 89.6 |  | 102.22 | 102.22
2020-12-27 23:00 | SHORT | SHORT | BALP | 11.19 | 93 | 93 |  | 104.19 | 104.19 |  | 12.41 | 93 | 93 |  | 105.41 | 105.41 |  | 12.62 | 93 | 93 |  | 105.62 | 105.62
2020-12-28 | LONG | LONG | VoAA | 11.19 | 0 |  | 0 | -11.19 |  | -11.19 | 12.41 | 4.75 |  | 4.75 | -7.66 |  | -7.66 | 12.62 | 5.91 |  | 5.91 | -6.71 |  | -6.71
2020-12-28 01:00 | SHORT | SHORT | BALP | 11.19 | 95 | 95 |  | 106.19 | 106.19 |  | 12.41 | 95 | 95 |  | 107.41 | 107.41 |  | 12.62 | 95 | 95 |  | 107.62 | 107.62
2020-12-28 02:00 | LONG | LONG | VoAA | 11.19 | 0 |  | 0 | -11.19 |  | -11.19 | 12.41 | 35.3 |  | 35.3 | 22.89 |  | 22.89 | 12.62 | 2.75 |  | 2.75 | -9.87 |  | -9.87
2020-12-28 03:00 | SHORT | SHORT | BALP | 11.19 | 80 | 80 |  | 91.19 | 91.19 |  | 12.41 | 80 | 80 |  | 92.41 | 92.41 |  | 12.62 | 80 | 80 |  | 92.62 | 92.62
2020-12-28 04:00 | SHORT | SHORT | BALP | 11.19 | 26.36 | 26.36 |  | 37.55 | 37.55 |  | 12.41 | 26.36 | 26.36 |  | 38.77 | 38.77 |  | 12.62 | 26.36 | 26.36 |  | 38.98 | 38.98
2020-12-28 05:00 | LONG | LONG | VoAA | 11.19 | 0 |  | 0 | -11.19 |  | -11.19 | 12.41 | 8.92 |  | 8.92 | -3.49 |  | -3.49 | 12.62 | 9.09 |  | 9.09 | -3.53 |  | -3.53
2020-12-28 06:00 | SHORT | SHORT | BALP | 11.19 | 80 | 80 |  | 91.19 | 91.19 |  | 12.41 | 80 | 80 |  | 92.41 | 92.41 |  | 12.62 | 80 | 80 |  | 92.62 | 92.62
2020-12-28 07:00 | SHORT | SHORT | VoAA | 11.19 | 80 | 80 |  | 91.19 | 91.19 |  | 12.41 | 31.55 | 31.55 |  | 43.96 | 43.96 |  | 12.62 | 13.57 | 13.57 |  | 26.19 | 26.19
2020-12-28 08:00 | SHORT | SHORT | BALP | 11.19 | 45.1 | 45.1 |  | 56.29 | 56.29 |  | 12.41 | 45.1 | 45.1 |  | 57.51 | 57.51 |  | 12.62 | 45.1 | 45.1 |  | 57.72 | 57.72
2020-12-28 09:00 | SHORT | SHORT | BALP | 11.19 | 93 | 93 |  | 104.19 | 104.19 |  | 12.41 | 93 | 93 |  | 105.41 | 105.41 |  | 12.62 | 93 | 93 |  | 105.62 | 105.62
2020-12-28 10:00 | SHORT | SHORT | BALP | 11.19 | 93 | 93 |  | 104.19 | 104.19 |  | 12.41 | 93 | 93 |  | 105.41 | 105.41 |  | 12.62 | 93 | 93 |  | 105.62 | 105.62
2020-12-28 11:00 | SHORT | SHORT | BALP | 11.19 | 48.1 | 48.1 |  | 59.29 | 59.29 |  | 12.41 | 48.1 | 48.1 |  | 60.51 | 60.51 |  | 12.62 | 48.1 | 48.1 |  | 60.72 | 60.72
2020-12-28 12:00 | SHORT | SHORT | VoAA | 11.19 | 48.1 | 48.1 |  | 59.29 | 59.29 |  | 12.41 | 42.85 | 42.85 |  | 55.26 | 55.26 |  | 12.62 | 40.09 | 40.09 |  | 52.71 | 52.71
2020-12-28 13:00 | LONG | LONG | VoAA | 11.19 | 37.6 |  | 37.6 | 26.41 |  | 26.41 | 12.41 | 46.08 |  | 46.08 | 33.67 |  | 33.67 | 12.62 | 50.62 |  | 50.62 | 38 |  | 38
2020-12-28 14:00 | LONG | LONG | VoAA | 11.19 | 37.6 |  | 37.6 | 26.41 |  | 26.41 | 12.41 | 46.12 |  | 46.12 | 33.71 |  | 33.71 | 12.62 | 49.55 |  | 49.55 | 36.93 |  | 36.93
2020-12-28 15:00 | LONG | LONG | BALP | 11.19 | 37.6 |  | 37.6 | 26.41 |  | 26.41 | 12.41 | 37.6 |  | 37.6 | 25.19 |  | 25.19 | 12.62 | 37.6 |  | 37.6 | 24.98 |  | 24.98
2020-12-28 16:00 | SHORT | SHORT | VoAA | 11.19 | 56.18 | 56.18 |  | 67.37 | 67.37 |  | 12.41 | 46.89 | 46.89 |  | 59.3 | 59.3 |  | 12.62 | 50.8 | 50.8 |  | 63.42 | 63.42
2020-12-28 17:00 | SHORT | SHORT | BALP | 11.19 | 80 | 80 |  | 91.19 | 91.19 |  | 12.41 | 80 | 80 |  | 92.41 | 92.41 |  | 12.62 | 80 | 80 |  | 92.62 | 92.62
2020-12-28 18:00 | LONG | LONG | BALP | 11.19 | 54.46 |  | 54.46 | 43.27 |  | 43.27 | 12.41 | 54.46 |  | 54.46 | 42.05 |  | 42.05 | 12.62 | 54.46 |  | 54.46 | 41.84 |  | 41.84
2020-12-28 19:00 | LONG | LONG | BALP | 11.19 | 52.3 |  | 52.3 | 41.11 |  | 41.11 | 12.41 | 52.3 |  | 52.3 | 39.89 |  | 39.89 | 12.62 | 52.3 |  | 52.3 | 39.68 |  | 39.68
2020-12-28 20:00 | LONG | LONG | BALP | 11.19 | 24.23 |  | 24.23 | 13.04 |  | 13.04 | 12.41 | 24.23 |  | 24.23 | 11.82 |  | 11.82 | 12.62 | 24.23 |  | 24.23 | 11.61 |  | 11.61
2020-12-28 21:00 | SHORT | SHORT | BALP | 11.19 | 95 | 95 |  | 106.19 | 106.19 |  | 12.41 | 95 | 95 |  | 107.41 | 107.41 |  | 12.62 | 95 | 95 |  | 107.62 | 107.62
2020-12-28 22:00 | LONG | LONG | VoAA | 11.19 | 16 |  | 16 | 4.81 |  | 4.81 | 12.41 | 48 |  | 48 | 35.59 |  | 35.59 | 12.62 | 44.51 |  | 44.51 | 31.89 |  | 31.89
2020-12-28 23:00 | LONG | LONG | BALP | 11.19 | 19.14 |  | 19.14 | 7.95 |  | 7.95 | 12.41 | 19.14 |  | 19.14 | 6.73 |  | 6.73 | 12.62 | 19.14 |  | 19.14 | 6.52 |  | 6.52
2020-12-29 | LONG | LONG | VoAA | 11.19 | 16 |  | 16 | 4.81 |  | 4.81 | 12.41 | 19.47 |  | 19.47 | 7.06 |  | 7.06 | 12.62 | 15.91 |  | 15.91 | 3.29 |  | 3.29
2020-12-29 01:00 | LONG | LONG | VoAA | 11.19 | -5.01 |  | -5.01 | -16.2 |  | -16.2 | 12.41 | 8.95 |  | 8.95 | -3.46 |  | -3.46 | 12.62 | 17.93 |  | 17.93 | 5.31 |  | 5.31
2020-12-29 02:00 | LONG | LONG | BALP | 11.19 | 17.91 |  | 17.91 | 6.72 |  | 6.72 | 12.41 | 17.91 |  | 17.91 | 5.5 |  | 5.5 | 12.62 | 17.91 |  | 17.91 | 5.29 |  | 5.29
2020-12-29 03:00 | LONG | LONG | BALP | 11.19 | 17.28 |  | 17.28 | 6.09 |  | 6.09 | 12.41 | 17.28 |  | 17.28 | 4.87 |  | 4.87 | 12.62 | 17.28 |  | 17.28 | 4.66 |  | 4.66
2020-12-29 04:00 | LONG | LONG | BALP | 11.19 | 17.47 |  | 17.47 | 6.28 |  | 6.28 | 12.41 | 17.47 |  | 17.47 | 5.06 |  | 5.06 | 12.62 | 17.47 |  | 17.47 | 4.85 |  | 4.85
2020-12-29 05:00 | LONG | LONG | VoAA | 11.19 | -5.01 |  | -5.01 | -16.2 |  | -16.2 | 12.41 | 10.35 |  | 10.35 | -2.06 |  | -2.06 | 12.62 | 18.37 |  | 18.37 | 5.75 |  | 5.75
2020-12-29 06:00 | LONG | LONG | VoAA | 11.19 | -5.01 |  | -5.01 | -16.2 |  | -16.2 | 12.41 | 21.13 |  | 21.13 | 8.72 |  | 8.72 | 12.62 | 20.71 |  | 20.71 | 8.09 |  | 8.09
2020-12-29 07:00 | LONG | LONG | BALP | 11.19 | 16 |  | 16 | 4.81 |  | 4.81 | 12.41 | 16 |  | 16 | 3.59 |  | 3.59 | 12.62 | 16 |  | 16 | 3.38 |  | 3.38
2020-12-29 08:00 | LONG | LONG | BALP | 11.19 | 16 |  | 16 | 4.81 |  | 4.81 | 12.41 | 16 |  | 16 | 3.59 |  | 3.59 | 12.62 | 16 |  | 16 | 3.38 |  | 3.38
2020-12-29 09:00 | LONG | LONG | BALP | 11.19 | 33.94 |  | 33.94 | 22.75 |  | 22.75 | 12.41 | 33.94 |  | 33.94 | 21.53 |  | 21.53 | 12.62 | 33.94 |  | 33.94 | 21.32 |  | 21.32
2020-12-29 10:00 | LONG | LONG | BALP | 11.19 | 30 |  | 30 | 18.81 |  | 18.81 | 12.41 | 30 |  | 30 | 17.59 |  | 17.59 | 12.62 | 30 |  | 30 | 17.38 |  | 17.38
2020-12-29 11:00 | SHORT | SHORT | BALP | 11.19 | 103.2 | 103.2 |  | 114.39 | 114.39 |  | 12.41 | 103.2 | 103.2 |  | 115.61 | 115.61 |  | 12.62 | 103.2 | 103.2 |  | 115.82 | 115.82
2020-12-29 12:00 | SHORT | SHORT | BALP | 11.19 | 95 | 95 |  | 106.19 | 106.19 |  | 12.41 | 95 | 95 |  | 107.41 | 107.41 |  | 12.62 | 95 | 95 |  | 107.62 | 107.62
2020-12-29 13:00 | SHORT | SHORT | BALP | 11.19 | 95 | 95 |  | 106.19 | 106.19 |  | 12.41 | 95 | 95 |  | 107.41 | 107.41 |  | 12.62 | 95 | 95 |  | 107.62 | 107.62
2020-12-29 14:00 | SHORT | SHORT | BALP | 11.19 | 95 | 95 |  | 106.19 | 106.19 |  | 12.41 | 95 | 95 |  | 107.41 | 107.41 |  | 12.62 | 95 | 95 |  | 107.62 | 107.62
2020-12-29 15:00 | SHORT | SHORT | VoAA | 11.19 | 58.27 | 58.27 |  | 69.46 | 69.46 |  | 12.41 | 43.64 | 43.64 |  | 56.05 | 56.05 |  | 12.62 | 52.35 | 52.35 |  | 64.97 | 64.97
2020-12-29 16:00 | SHORT | SHORT | BALP | 11.19 | 95 | 95 |  | 106.19 | 106.19 |  | 12.41 | 95 | 95 |  | 107.41 | 107.41 |  | 12.62 | 95 | 95 |  | 107.62 | 107.62
2020-12-29 17:00 | SHORT | SHORT | BALP | 11.19 | 125 | 125 |  | 136.19 | 136.19 |  | 12.41 | 125 | 125 |  | 137.41 | 137.41 |  | 12.62 | 125 | 125 |  | 137.62 | 137.62
2020-12-29 18:00 | SHORT | SHORT | BALP | 11.19 | 125 | 125 |  | 136.19 | 136.19 |  | 12.41 | 125 | 125 |  | 137.41 | 137.41 |  | 12.62 | 125 | 125 |  | 137.62 | 137.62
2020-12-29 19:00 | SHORT | SHORT | BALP | 11.19 | 125 | 125 |  | 136.19 | 136.19 |  | 12.41 | 125 | 125 |  | 137.41 | 137.41 |  | 12.62 | 125 | 125 |  | 137.62 | 137.62
2020-12-29 20:00 | SHORT | SHORT | BALP | 11.19 | 95 | 95 |  | 106.19 | 106.19 |  | 12.41 | 95 | 95 |  | 107.41 | 107.41 |  | 12.62 | 95 | 95 |  | 107.62 | 107.62
2020-12-29 21:00 | LONG | LONG | BALP | 11.19 | 16 |  | 16 | 4.81 |  | 4.81 | 12.41 | 16 |  | 16 | 3.59 |  | 3.59 | 12.62 | 16 |  | 16 | 3.38 |  | 3.38
2020-12-29 22:00 | LONG | LONG | BALP | 11.19 | 16 |  | 16 | 4.81 |  | 4.81 | 12.41 | 16 |  | 16 | 3.59 |  | 3.59 | 12.62 | 16 |  | 16 | 3.38 |  | 3.38
2020-12-29 23:00 | LONG | LONG | BALP | 11.19 | 7.7 |  | 7.7 | -3.49 |  | -3.49 | 12.41 | 7.7 |  | 7.7 | -4.71 |  | -4.71 | 12.62 | 7.7 |  | 7.7 | -4.92 |  | -4.92
2020-12-30 | LONG | LONG | BALP | 11.19 | 0 |  | 0 | -11.19 |  | -11.19 | 12.41 | 0 |  | 0 | -12.41 |  | -12.41 | 12.62 | 0 |  | 0 | -12.62 |  | -12.62
2020-12-30 01:00 | SHORT | SHORT | BALP | 11.19 | 19.78 | 19.78 |  | 30.97 | 30.97 |  | 12.41 | 19.78 | 19.78 |  | 32.19 | 32.19 |  | 12.62 | 19.78 | 19.78 |  | 32.4 | 32.4
2020-12-30 02:00 | SHORT | SHORT | BALP | 11.19 | 57.7 | 57.7 |  | 68.89 | 68.89 |  | 12.41 | 57.7 | 57.7 |  | 70.11 | 70.11 |  | 12.62 | 57.7 | 57.7 |  | 70.32 | 70.32
2020-12-30 03:00 | SHORT | SHORT | BALP | 11.19 | 57.7 | 57.7 |  | 68.89 | 68.89 |  | 12.41 | 57.7 | 57.7 |  | 70.11 | 70.11 |  | 12.62 | 57.7 | 57.7 |  | 70.32 | 70.32
2020-12-30 04:00 | SHORT | SHORT | BALP | 11.19 | 57.7 | 57.7 |  | 68.89 | 68.89 |  | 12.41 | 57.7 | 57.7 |  | 70.11 | 70.11 |  | 12.62 | 57.7 | 57.7 |  | 70.32 | 70.32
2020-12-30 05:00 | LONG | LONG | VoAA | 11.19 | 0 |  | 0 | -11.19 |  | -11.19 | 12.41 | 28.85 |  | 28.85 | 16.44 |  | 16.44 | 12.62 | 20.48 |  | 20.48 | 7.86 |  | 7.86
2020-12-30 06:00 | SHORT | LONG | BALP | 11.19 | 57.7 | 57.7 |  | 68.89 | 68.89 |  | 12.41 | 57.7 | 57.7 |  | 70.11 | 70.11 |  | 12.62 | 28.49 |  | 28.49 | 15.87 |  | 15.87
2020-12-30 07:00 | LONG | LONG | BALP | 11.19 | -3.62 |  | -3.62 | -14.81 |  | -14.81 | 12.41 | -3.62 |  | -3.62 | -16.03 |  | -16.03 | 12.62 | -3.62 |  | -3.62 | -16.24 |  | -16.24
2020-12-30 08:00 | LONG | LONG | BALP | 11.19 | 16 |  | 16 | 4.81 |  | 4.81 | 12.41 | 16 |  | 16 | 3.59 |  | 3.59 | 12.62 | 16 |  | 16 | 3.38 |  | 3.38
2020-12-30 09:00 | LONG | LONG | BALP | 11.19 | 16 |  | 16 | 4.81 |  | 4.81 | 12.41 | 16 |  | 16 | 3.59 |  | 3.59 | 12.62 | 16 |  | 16 | 3.38 |  | 3.38
2020-12-30 10:00 | LONG | LONG | BALP | 11.19 | 35 |  | 35 | 23.81 |  | 23.81 | 12.41 | 35 |  | 35 | 22.59 |  | 22.59 | 12.62 | 35 |  | 35 | 22.38 |  | 22.38
2020-12-30 11:00 | LONG | LONG | BALP | 11.19 | 14.24 |  | 14.24 | 3.05 |  | 3.05 | 12.41 | 14.24 |  | 14.24 | 1.83 |  | 1.83 | 12.62 | 14.24 |  | 14.24 | 1.62 |  | 1.62
2020-12-30 12:00 | SHORT | SHORT | BALP | 11.19 | 65.5 | 65.5 |  | 76.69 | 76.69 |  | 12.41 | 65.5 | 65.5 |  | 77.91 | 77.91 |  | 12.62 | 65.5 | 65.5 |  | 78.12 | 78.12
2020-12-30 13:00 | SHORT | SHORT | BALP | 11.19 | 125 | 125 |  | 136.19 | 136.19 |  | 12.41 | 125 | 125 |  | 137.41 | 137.41 |  | 12.62 | 125 | 125 |  | 137.62 | 137.62
2020-12-30 14:00 | SHORT | SHORT | BALP | 11.19 | 105 | 105 |  | 116.19 | 116.19 |  | 12.41 | 105 | 105 |  | 117.41 | 117.41 |  | 12.62 | 105 | 105 |  | 117.62 | 117.62
2020-12-30 15:00 | SHORT | SHORT | BALP | 11.19 | 80 | 80 |  | 91.19 | 91.19 |  | 12.41 | 80 | 80 |  | 92.41 | 92.41 |  | 12.62 | 80 | 80 |  | 92.62 | 92.62
2020-12-30 16:00 | SHORT | SHORT | BALP | 11.19 | 95 | 95 |  | 106.19 | 106.19 |  | 12.41 | 95 | 95 |  | 107.41 | 107.41 |  | 12.62 | 95 | 95 |  | 107.62 | 107.62
2020-12-30 17:00 | SHORT | SHORT | BALP | 11.19 | 105 | 105 |  | 116.19 | 116.19 |  | 12.41 | 105 | 105 |  | 117.41 | 117.41 |  | 12.62 | 105 | 105 |  | 117.62 | 117.62
2020-12-30 18:00 | SHORT | SHORT | BALP | 11.19 | 95 | 95 |  | 106.19 | 106.19 |  | 12.41 | 95 | 95 |  | 107.41 | 107.41 |  | 12.62 | 95 | 95 |  | 107.62 | 107.62
2020-12-30 19:00 | SHORT | SHORT | BALP | 11.19 | 95 | 95 |  | 106.19 | 106.19 |  | 12.41 | 95 | 95 |  | 107.41 | 107.41 |  | 12.62 | 95 | 95 |  | 107.62 | 107.62
2020-12-30 20:00 | SHORT | SHORT | BALP | 11.19 | 105 | 105 |  | 116.19 | 116.19 |  | 12.41 | 105 | 105 |  | 117.41 | 117.41 |  | 12.62 | 105 | 105 |  | 117.62 | 117.62
2020-12-30 21:00 | SHORT | SHORT | BALP | 11.19 | 105 | 105 |  | 116.19 | 116.19 |  | 12.41 | 105 | 105 |  | 117.41 | 117.41 |  | 12.62 | 105 | 105 |  | 117.62 | 117.62
2020-12-30 22:00 | SHORT | SHORT | BALP | 11.19 | 95 | 95 |  | 106.19 | 106.19 |  | 12.41 | 95 | 95 |  | 107.41 | 107.41 |  | 12.62 | 95 | 95 |  | 107.62 | 107.62
2020-12-30 23:00 | SHORT | SHORT | BALP | 11.19 | 23.13 | 23.13 |  | 34.32 | 34.32 |  | 12.41 | 23.13 | 23.13 |  | 35.54 | 35.54 |  | 12.62 | 23.13 | 23.13 |  | 35.75 | 35.75
2020-12-31 | LONG | LONG | VoAA | 11.19 | 46.7 |  | 46.7 | 35.51 |  | 35.51 | 12.41 | 46.1 |  | 46.1 | 33.69 |  | 33.69 | 12.62 | 20.94 |  | 20.94 | 8.32 |  | 8.32
2020-12-31 01:00 | SHORT | SHORT | VoAA | 11.19 | 45.44 | 45.44 |  | 56.63 | 56.63 |  | 12.41 | 46.07 | 46.07 |  | 58.48 | 58.48 |  | 12.62 | 40.5 | 40.5 |  | 53.12 | 53.12
2020-12-31 02:00 | LONG | LONG | BALP | 11.19 | 19.43 |  | 19.43 | 8.24 |  | 8.24 | 12.41 | 19.43 |  | 19.43 | 7.02 |  | 7.02 | 12.62 | 19.43 |  | 19.43 | 6.81 |  | 6.81
2020-12-31 03:00 | LONG | LONG | VoAA | 11.19 | 0 |  | 0 | -11.19 |  | -11.19 | 12.41 | 13.15 |  | 13.15 | 0.74 |  | 0.74 | 12.62 | 21.37 |  | 21.37 | 8.75 |  | 8.75
2020-12-31 04:00 | LONG | LONG | VoAA | 11.19 | 0 |  | 0 | -11.19 |  | -11.19 | 12.41 | 23.15 |  | 23.15 | 10.74 |  | 10.74 | 12.62 | 21.29 |  | 21.29 | 8.67 |  | 8.67
2020-12-31 05:00 | LONG | LONG | VoAA | 11.19 | 46.7 |  | 46.7 | 35.51 |  | 35.51 | 12.41 | 52.2 |  | 52.2 | 39.79 |  | 39.79 | 12.62 | 50.72 |  | 50.72 | 38.1 |  | 38.1
2020-12-31 06:00 | LONG | LONG | VoAA | 11.19 | 46.7 |  | 46.7 | 35.51 |  | 35.51 | 12.41 | 39.11 |  | 39.11 | 26.7 |  | 26.7 | 12.62 | 63.01 |  | 63.01 | 50.39 |  | 50.39
2020-12-31 07:00 | LONG | LONG | BALP | 11.19 | 18.84 |  | 18.84 | 7.65 |  | 7.65 | 12.41 | 18.84 |  | 18.84 | 6.43 |  | 6.43 | 12.62 | 18.84 |  | 18.84 | 6.22 |  | 6.22
2020-12-31 08:00 | LONG | LONG | BALP | 11.19 | 18.84 |  | 18.84 | 7.65 |  | 7.65 | 12.41 | 18.84 |  | 18.84 | 6.43 |  | 6.43 | 12.62 | 18.84 |  | 18.84 | 6.22 |  | 6.22
2020-12-31 09:00 | LONG | LONG | BALP | 11.19 | 5.19 |  | 5.19 | -6 |  | -6 | 12.41 | 5.19 |  | 5.19 | -7.22 |  | -7.22 | 12.62 | 5.19 |  | 5.19 | -7.43 |  | -7.43
2020-12-31 10:00 | LONG | LONG | BALP | 11.19 | 16 |  | 16 | 4.81 |  | 4.81 | 12.41 | 16 |  | 16 | 3.59 |  | 3.59 | 12.62 | 16 |  | 16 | 3.38 |  | 3.38
2020-12-31 11:00 | LONG | LONG | VoAA | 11.19 | 23 |  | 23 | 11.81 |  | 11.81 | 12.41 | 40.84 |  | 40.84 | 28.43 |  | 28.43 | 12.62 | 52.91 |  | 52.91 | 40.29 |  | 40.29
2020-12-31 12:00 | SHORT | SHORT | BALP | 11.19 | 95 | 95 |  | 106.19 | 106.19 |  | 12.41 | 95 | 95 |  | 107.41 | 107.41 |  | 12.62 | 95 | 95 |  | 107.62 | 107.62
2020-12-31 13:00 | SHORT | LONG | BALP | 11.19 | 80 | 80 |  | 91.19 | 91.19 |  | 12.41 | 80 | 80 |  | 92.41 | 92.41 |  | 12.62 | 58.48 |  | 58.48 | 45.86 |  | 45.86
2020-12-31 14:00 | SHORT | SHORT | BALP | 11.19 | 94.9 | 94.9 |  | 106.09 | 106.09 |  | 12.41 | 94.9 | 94.9 |  | 107.31 | 107.31 |  | 12.62 | 94.9 | 94.9 |  | 107.52 | 107.52
2020-12-31 15:00 | LONG | LONG | BALP | 11.19 | 10 |  | 10 | -1.19 |  | -1.19 | 12.41 | 10 |  | 10 | -2.41 |  | -2.41 | 12.62 | 10 |  | 10 | -2.62 |  | -2.62
2020-12-31 16:00 | LONG | LONG | BALP | 11.19 | 25 |  | 25 | 13.81 |  | 13.81 | 12.41 | 25 |  | 25 | 12.59 |  | 12.59 | 12.62 | 25 |  | 25 | 12.38 |  | 12.38
2020-12-31 17:00 | SHORT | SHORT | BALP | 11.19 | 94.9 | 94.9 |  | 106.09 | 106.09 |  | 12.41 | 94.9 | 94.9 |  | 107.31 | 107.31 |  | 12.62 | 94.9 | 94.9 |  | 107.52 | 107.52
2020-12-31 18:00 | SHORT | SHORT | BALP | 11.19 | 95 | 95 |  | 106.19 | 106.19 |  | 12.41 | 95 | 95 |  | 107.41 | 107.41 |  | 12.62 | 95 | 95 |  | 107.62 | 107.62
2020-12-31 19:00 | SHORT | SHORT | BALP | 11.19 | 95 | 95 |  | 106.19 | 106.19 |  | 12.41 | 95 | 95 |  | 107.41 | 107.41 |  | 12.62 | 95 | 95 |  | 107.62 | 107.62
2020-12-31 20:00 | LONG | LONG | BALP | 11.19 | 10 |  | 10 | -1.19 |  | -1.19 | 12.41 | 10 |  | 10 | -2.41 |  | -2.41 | 12.62 | 10 |  | 10 | -2.62 |  | -2.62
2020-12-31 21:00 | LONG | LONG | BALP | 11.19 | 10 |  | 10 | -1.19 |  | -1.19 | 12.41 | 10 |  | 10 | -2.41 |  | -2.41 | 12.62 | 10 |  | 10 | -2.62 |  | -2.62
2020-12-31 22:00 | LONG | LONG | VoAA | 11.19 | 10 |  | 10 | -1.19 |  | -1.19 | 12.41 | 30.42 |  | 30.42 | 18.01 |  | 18.01 | 12.62 | 51.18 |  | 51.18 | 38.56 |  | 38.56
2020-12-31 23:00 | LONG | LONG | BALP | 11.19 | 1.69 |  | 1.69 | -9.5 |  | -9.5 | 12.41 | 1.69 |  | 1.69 | -10.72 |  | -10.72 | 12.62 | 1.69 |  | 1.69 | -10.93 |  | -10.93